## Sheet1
group | element | code | offset | name
0000 | 0000 | UL | 1 | GroupLength
0000 | 0001 | UL | 1 | CommandLengthToEnd
0000 | 0002 | UI | 1 | AffectedSOPClassUID
0000 | 0003 | UI | 1 | RequestedSOPClassUID
0000 | 0010 | SH | 1 | CommandRecognitionCode
0000 | 0100 | US | 1 | CommandField
0000 | 0110 | US | 1 | MessageID
0000 | 0120 | US | 1 | MessageIDRespondedTo
0000 | 0600 | AE | 1 | MoveDestination
0000 | 0700 | US | 1 | Priority
0000 | 0800 | US | 1 | DataSetType
0000 | 0900 | US | 1 | Status
0000 | 0901 | AT | 1 | OffendingElement
0000 | 0902 | LO | 1 | ErrorComment
0000 | 0903 | US | 1 | ErrorID
0000 | 1001 | UI | 1 | SOPRequestedInstanceUID
0000 | 1000 | UI | 1 | SOPAffectedInstanceUID
0000 | 1002 | US | 1 | EventTypeID
0000 | 1008 | US | 1 | ActionTypeID
0000 | 1020 | US | 1 | RemainingSuboperations
0000 | 1021 | US | 1 | CompletedSuboperations
0000 | 1022 | US | 1 | FailedSuboperations
0000 | 1023 | US | 1 | WarningSuboperations
0000 | 1030 | AE | 1 | AETitle
0000 | 1031 | US | 1 | MessageID
0000 | 1005 | AT | 1 | AttributeIdentifierList
0002 | 0000 | UL | 1 | GroupLength
0002 | 0001 | OB | 1 | FileMetaInformationVersion
0002 | 0002 | UI | 1 | MediaStorageSOPClassUID
0002 | 0003 | UI | 1 | MediaStorageSOPInstanceUID
0002 | 0010 | UI | 1 | TransferSyntaxUID
0002 | 0012 | UI | 1 | ImplementationClassUID
0002 | 0013 | SH | 1 | ImplementationVersionName
0002 | 0016 | AE | 1 | SourceApplicationEntityTitle
0002 | 0100 | UI | 1 | PrivateInformationCreatorUID
0002 | 0102 | OB | 1 | PrivateInformation
0004 | 1130 | CS | 1 | FileSetID
0004 | 1141 | CS | 1-8 | FileSetDescriptorFileID
0004 | 1142 | CS | 1 | SpecificCharacterSetOfFileSetDescriptorFile
0004 | 1200 | UL | 1 | OffsetOfTheFirstDirectoryRecordOfTheRootDirectoryEntity
0004 | 1202 | UL | 1 | OffsetOfTheLastDirectoryRecordOfTheRootDirectoryEntity
0004 | 1212 | US | 1 | FileSetConsistencyFlag
0004 | 1220 | SQ | 1 | DirectoryRecordSequence
0004 | 1400 | UL | 1 | OffsetOfTheNextDirectoryRecord
0004 | 1410 | US | 1 | RecordInUseFlag
0004 | 1420 | UL | 1 | OffsetOfReferencedLowerLevelDirectoryEntity
0004 | 1430 | CS | 1 | DirectoryRecordType
0004 | 1432 | UI | 1 | PrivateRecordUID
0004 | 1500 | CS | 1-8 | ReferencedFileID
0004 | 1504 | UL | 1 | MRDRDirectoryRecordOffset
0004 | 1510 | UI | 1 | ReferencedSOPClassUIDInFile
0004 | 1511 | UI | 1 | ReferencedSOPInstanceUIDInFile
0004 | 1512 | UI | 1 | ReferencedTransferSyntaxUIDInFile
0004 | 151A | UI | 1-n | ReferencedRelatedGeneralSOPClassUIDInFile
0004 | 1600 | UL | 1 | NumberOfReferences
0008 | 0000 | UL | 1 | GroupLength
0008 | 0001 | UL | 1 | LengthToEnd
0008 | 0005 | CS | 1-n | SpecificCharacterSet
0008 | 0008 | CS | 1-n | ImageType
0008 | 0010 | CS | 1 | RecognitionCode
0008 | 0012 | DA | 1 | InstanceCreationDate
0008 | 0013 | TM | 1 | InstanceCreationTime
0008 | 0014 | UI | 1 | InstanceCreatorUID
0008 | 0016 | UI | 1 | SOPClassUID
0008 | 0018 | UI | 1 | SOPInstanceUID
0008 | 001A | UI | 1-n | RelatedGeneralSOPClassUID
0008 | 001B | UI | 1 | OriginalSpecializedSOPClassUID
0008 | 0020 | DA | 1 | StudyDate
0008 | 0021 | DA | 1 | SeriesDate
0008 | 0022 | DA | 1 | AcquisitionDate
0008 | 0023 | DA | 1 | ContentDate
0008 | 0024 | DA | 1 | OverlayDate
0008 | 0025 | DA | 1 | CurveDate
0008 | 002A | DT | 1 | AcquisitionDatetime
0008 | 0030 | TM | 1 | StudyTime
0008 | 0031 | TM | 1 | SeriesTime
0008 | 0032 | TM | 1 | AcquisitionTime
0008 | 0033 | TM | 1 | ContentTime
0008 | 0034 | TM | 1 | OverlayTime
0008 | 0035 | TM | 1 | CurveTime
0008 | 0040 | US | 1 | DataSetType
0008 | 0041 | LO | 1 | DataSetSubtype
0008 | 0042 | CS | 1 | NuclearMedicineSeriesType
0008 | 0050 | SH | 1 | AccessionNumber
0008 | 0052 | CS | 1 | QueryRetrieveLevel
0008 | 0054 | AE | 1-n | RetrieveAETitle
0008 | 0056 | CS | 1 | InstanceAvailability
0008 | 0058 | UI | 1-n | FailedSOPInstanceUIDList
0008 | 0060 | CS | 1 | Modality
0008 | 0061 | CS | 1-n | ModalitiesInStudy
0008 | 0062 | UI | 1-n | SOPClassesInStudy
0008 | 0064 | CS | 1 | ConversionType
0008 | 0068 | CS | 1 | PresentationIntentType
0008 | 0070 | LO | 1 | Manufacturer
0008 | 0080 | LO | 1 | InstitutionName
0008 | 0081 | ST | 1 | InstitutionAddress
0008 | 0082 | SQ | 1 | InstitutionCodeSequence
0008 | 0090 | PN | 1 | ReferringPhysiciansName
0008 | 0092 | ST | 1 | ReferringPhysiciansAddress
0008 | 0094 | SH | 1-n | ReferringPhysiciansTelephoneNumbers
0008 | 0096 | SQ | 1 | ReferringPhysicianIdentificationSequence
0008 | 0100 | SH | 1 | CodeValue
0008 | 0102 | SH | 1 | CodingSchemeDesignator
0008 | 0103 | SH | 1 | CodingSchemeVersion
0008 | 0104 | LO | 1 | CodeMeaning
0008 | 0105 | CS | 1 | MappingResource
0008 | 0106 | DT | 1 | ContextGroupVersion
0008 | 0107 | DT | 1 | ContextGroupLocalVersion
0008 | 010B | CS | 1 | ContextGroupExtensionFlag
0008 | 010C | UI | 1 | CodingSchemeUID
0008 | 010D | UI | 1 | ContextGroupExtensionCreatorUID
0008 | 010F | CS | 1 | ContextIdentifier
0008 | 0110 | SQ | 1 | CodingSchemeIdentificationSequence
0008 | 0112 | LO | 1 | CodingSchemeRegistry
0008 | 0114 | ST | 1 | CodingSchemeExternalID
0008 | 0115 | ST | 1 | CodingSchemeName
0008 | 0116 | ST | 1 | ResponsibleOrganization
0008 | 0201 | SH | 1 | TimezoneOffsetFromUTC
0008 | 1000 | AE | 1 | NetworkID
0008 | 1010 | SH | 1 | StationName
0008 | 1030 | LO | 1 | StudyDescription
0008 | 1032 | SQ | 1 | ProcedureCodeSequence
0008 | 103E | LO | 1 | SeriesDescription
0008 | 1040 | LO | 1 | InstitutionalDepartmentName
0008 | 1048 | PN | 1-n | PhysiciansOfRecord
0008 | 1049 | SQ | 1 | PhysiciansOfRecordIdentificationSequence
0008 | 1050 | PN | 1-n | PerformingPhysiciansName
0008 | 1052 | SQ | 1 | PerformingPhysicianIdentificationSequence
0008 | 1060 | PN | 1-n | NameOfPhysiciansReadingStudy
0008 | 1062 | SQ | 1 | PhysiciansReadingStudyIdentificationSequence
0008 | 1070 | PN | 1-n | OperatorsName
0008 | 1072 | SQ | 1 | OperatorIdentificationSequence
0008 | 1080 | LO | 1-n | AdmittingDiagnosesDescription
0008 | 1084 | SQ | 1 | AdmittingDiagnosesCodeSequence
0008 | 1090 | LO | 1 | ManufacturersModelName
0008 | 1100 | SQ | 1 | ReferencedResultsSequence
0008 | 1110 | SQ | 1 | ReferencedStudySequence
0008 | 1111 | SQ | 1 | ReferencedPerformedProcedureStepSequence
0008 | 1115 | SQ | 1 | ReferencedSeriesSequence
0008 | 1120 | SQ | 1 | ReferencedPatientSequence
0008 | 1125 | SQ | 1 | ReferencedVisitSequence
0008 | 1130 | SQ | 1 | ReferencedOverlaySequence
0008 | 113A | SQ | 1 | ReferencedWaveformSequence
0008 | 1140 | SQ | 1 | ReferencedImageSequence
0008 | 1145 | SQ | 1 | ReferencedCurveSequence
0008 | 114A | SQ | 1 | ReferencedInstanceSequence
0008 | 114B | SQ | 1 | ReferencedRealWordValueMappingInstanceSequence
0008 | 1150 | UI | 1 | ReferencedSOPClassUID
0008 | 1155 | UI | 1 | ReferencedSOPInstanceUID
0008 | 115A | UI | 1-n | SOPClassesSupported
0008 | 1160 | IS | 1-n | ReferencedFrameNumber
0008 | 1195 | UI | 1 | TransactionUID
0008 | 1197 | US | 1 | FailureReason
0008 | 1198 | SQ | 1 | FailedSOPSequence
0008 | 1199 | SQ | 1 | ReferencedSOPSequence
0008 | 1200 | SQ | 1 | StudiesContainingOtherReferencedInstancesSequence
0008 | 1250 | SQ | 1 | RelatedSeriesSequence
0008 | 2110 | CS | 1 | LossyImageCompression
0008 | 2111 | ST | 1 | DerivationDescription
0008 | 2112 | SQ | 1 | SourceImageSequence
0008 | 2120 | SH | 1 | StageName
0008 | 2122 | IS | 1 | StageNumber
0008 | 2124 | IS | 1 | NumberOfStages
0008 | 2127 | SH | 1 | ViewName
0008 | 2128 | IS | 1 | ViewNumber
0008 | 2129 | IS | 1 | NumberOfEventTimers
0008 | 212A | IS | 1 | NumberOfViewsInStage
0008 | 2130 | DS | 1-n | EventElapsedTimes
0008 | 2132 | LO | 1-n | EventTimerNames
0008 | 2142 | IS | 1 | StartTrim
0008 | 2143 | IS | 1 | StopTrim
0008 | 2144 | IS | 1 | RecommendedDisplayFrameRate
0008 | 2200 | CS | 1 | TransducerPosition
0008 | 2204 | CS | 1 | TransducerOrientation
0008 | 2208 | CS | 1 | AnatomicStructure
0008 | 2218 | SQ | 1 | AnatomicRegionSequence
0008 | 2220 | SQ | 1 | AnatomicRegionModifierSequence
0008 | 2228 | SQ | 1 | PrimaryAnatomicStructureSequence
0008 | 2229 | SQ | 1 | AnatomicStructure
SpaceOrRegionSequence
0008 | 2230 | SQ | 1 | PrimaryAnatomicStructureModifierSequence
0008 | 2240 | SQ | 1 | TransducerPositionSequence
0008 | 2242 | SQ | 1 | TransducerPositionModifierSequence
0008 | 2244 | SQ | 1 | TransducerOrientationSequence
0008 | 2246 | SQ | 1 | TransducerOrientationModifierSequence
0008 | 3001 | SQ | 1 | AlternateRepresentationSequence
0008 | 3010 | UI | 1 | IrradiationEventUID
0008 | 4000 | LT | 1 | IdentifyingComments
0008 | 9007 | CS | 4 | FrameType
0008 | 9092 | SQ | 1 | ReferencedImageEvidenceSequence
0008 | 9121 | SQ | 1 | ReferencedRawDataSequence
0008 | 9123 | UI | 1 | CreatorVersionUID
0008 | 9124 | SQ | 1 | DerivationImageSequence
0008 | 9154 | SQ | 1 | SourceImageEvidenceSequence
0008 | 9205 | CS | 1 | PixelPresentation
0008 | 9206 | CS | 1 | VolumetricProperties
0008 | 9207 | CS | 1 | VolumeBasedCalculationTechnique
0008 | 9208 | CS | 1 | ComplexImageComponent
0008 | 9209 | CS | 1 | AcquisitionContrast
0008 | 9215 | SQ | 1 | DerivationCodeSequence
0008 | 9237 | SQ | 1 | ReferencedGrayscalePresentationStateSequence
0008 | 9410 | SQ | 1 | ReferencedOtherPlaneSequence
0008 | 9458 | SQ | 1 | FrameDisplaySequence
0008 | 9459 | FL | 1 | RecomendedDisplayFrameRateInFloat
0008 | 9460 | CS | 1 | SkipFrameRangeFlag
0009 | 0000 | UL | 1 | GroupLength
0009 | 0010 | LO | 1 | PrivateCreatorIdentification
0009 | 1001 | LO | 1 | FullFidelity
0009 | 1002 | SH | 1 | SuiteID
0009 | 1004 | SH | 1 | ProductID
0009 | 1010 | CS | 1 | StorageMode
0009 | 1015 | LO | 1 | UID
0009 | 1027 | SL | 1 | ImageActualDate
0009 | 1030 | SH | 1 | ServiceID
0009 | 1031 | SH | 1 | MobileLocationNumber
0009 | 1040 | SH | 1 | DataObjectSubtype
0009 | 1041 | SH | 1 | DataObjectSubtype
0009 | 1110 | LO | 1 | RecognitionCode
0009 | 1130 | UL | 1 | ByteOffsetOfOriginalHeader
0009 | 1131 | UL | 1 | LengthOfOriginalHeader
0009 | 1140 | UL | 1 | ByteOffsetOfPixelmatrix
0009 | 1141 | UL | 1 | LengthOfPixelmatrixInBytes
0009 | 1310 | LO | 1 | GeneratorIdentificationLabel
0009 | 1311 | LO | 1 | GantryIdentificationLabel
0009 | 1312 | LO | 1 | X-RayTubeIdentificationLabel
0009 | 1313 | LO | 1 | DetectorIdentificationLabel
0009 | 1314 | LO | 1 | DASIdentificationLabel
0009 | 1315 | LO | 1 | SMIIdentificationLabel
0009 | 1316 | LO | 1 | CPUIdentificationLabel
0009 | 1320 | SH | 1 | HeaderVersion
0010 | 0000 | UL | 1 | GroupLength
0010 | 0010 | PN | 1 | PatientsName
0010 | 0020 | LO | 1 | PatientID
0010 | 0021 | LO | 1 | IssuerOfPatientID
0010 | 0030 | DA | 1 | PatientsBirthDate
0010 | 0032 | TM | 1 | PatientsBirthTime
0010 | 0040 | CS | 1 | PatientsSex
0010 | 0050 | SQ | 1 | PatientsInsurancePlanCodeSequence
0010 | 0101 | SQ | 1 | PatientsPrimaryLanguageCodeSequence
0010 | 0102 | SQ | 1 | PatientsPrimaryLanguageCodeModifierSequence
0010 | 1000 | LO | 1-n | OtherPatientIDs
0010 | 1001 | PN | 1-n | OtherPatientNames
0010 | 1005 | PN | 1 | PatientsBirthName
0010 | 1010 | AS | 1 | PatientsAge
0010 | 1020 | DS | 1 | PatientsSize
0010 | 1030 | DS | 1 | PatientsWeight
0010 | 1040 | LO | 1 | PatientsAddress
0010 | 1050 | LO | 1-n | InsurancePlanIdentification
0010 | 1060 | PN | 1 | PatientsMothersBirthName
0010 | 1080 | LO | 1 | MilitaryRank
0010 | 1081 | LO | 1 | BranchOfService
0010 | 1090 | LO | 1 | MedicalRecordLocator
0010 | 2000 | LO | 1-n | MedicalAlerts
0010 | 2110 | LO | 1-n | ContrastAllergies
0010 | 2150 | LO | 1 | CountryOfResidence
0010 | 2152 | LO | 1 | RegionOfResidence
0010 | 2154 | SH | 1-n | PatientsTelephoneNumbers
0010 | 2160 | SH | 1 | EthnicGroup
0010 | 2180 | SH | 1 | Occupation
0010 | 21A0 | CS | 1 | SmokingStatus
0010 | 21B0 | LT | 1 | AdditionalPatientHistory
0010 | 21C0 | US | 1 | PregnancyStatus
0010 | 21D0 | DA | 1 | LastMenstrualDate
0010 | 21F0 | LO | 1 | PatientsReligiousPreference
0010 | 4000 | LT | 1 | PatientComments
0010 | 9431 | FL | 1 | ExaminedBodyThickness
0011 | 0000 | UL | 1 | GroupLength
0011 | 0003 | LO | 1 | PatientUID
0011 | 0004 | LO | 1 | PatientID
0011 | 000A | LO | 1 | CaseID
0011 | 0010 | DA | 1 | RegistrationDate
0011 | 0011 | TM | 1 | RegistrationTime
0011 | 0020 | DA | 1 | PatientRegistrationDate
0011 | 0021 | TM | 1 | PatientRegistrationTime
0011 | 0022 | LO | 1 | RequestID
0011 | 0023 | DS | 1 | UsedPatientWeight
0011 | 0030 | LO | 1 | PatientnameRIS
0011 | 0031 | LO | 1 | PatientprenameRIS
0011 | 0040 | LO | 1 | PatientHospitalStatus
0011 | 0041 | LO | 1 | MedicalAlerts
0011 | 0042 | LO | 1 | ContrastAllergies
0011 | 00A1 | DA | 1 | PatientRegistrationDate
0011 | 00A2 | TM | 1 | PatientRegistrationTime
0011 | 00B0 | LO | 1 | PatientLastName
0011 | 00B2 | LO | 1 | PatientFirstName
0011 | 00B4 | LO | 1 | PatientHospitalStatus
0011 | 00BC | TM | 1 | CurrentLocationTime
0011 | 00C0 | LO | 1 | PatientInsuranceStatus
0011 | 00D0 | LO | 1 | PatientBillingType
0011 | 00D2 | LO | 1 | PatientBillingAddress
0011 | 1010 | SS | 1 | PatientStatus
0012 | 0000 | UL | 1 | GroupLength
0012 | 0010 | LO | 1 | ClinicalTrialSponsorName
0012 | 0020 | LO | 1 | ClinicalTrialProtocolID
0012 | 0021 | LO | 1 | ClinicalTrialProtocolName
0012 | 0030 | LO | 1 | ClinicalTrialSiteID
0012 | 0031 | LO | 1 | ClinicalTrialSiteName
0012 | 0040 | LO | 1 | ClinicalTrialSubjectID
0012 | 0042 | LO | 1 | ClinicalTrialSubjectReadingID
0012 | 0050 | LO | 1 | ClinicalTrialTimePointID
0012 | 0051 | ST | 1 | ClinicalTrialTimePointDescription
0012 | 0060 | LO | 1 | ClinicalTrialCoordinatingCenterName
0012 | 0062 | CS | 1 | PatientIdentityRemoved
0012 | 0063 | LO | 1-n | DeidentificationMethod
0012 | 0064 | SQ | 1 | DeidentificationMethodCodeSequence
0013 | 0000 | UL | 1 | GroupLength
0013 | 0010 | DA | 1 | ModificationDate
0013 | 0012 | TM | 1 | ModificationTime
0013 | 0020 | PN | 1 | PatientName
0013 | 0022 | LO | 1 | PatientId
0013 | 0030 | DA | 1 | PatientBirthdate
0013 | 0031 | DS | 1 | PatientWeight
0013 | 0032 | LO | 1 | PatientsMaidenName
0013 | 0033 | LO | 1 | ReferringPhysician
0013 | 0034 | LO | 1 | AdmittingDiagnosis
0013 | 0035 | LO | 1 | PatientSex
0013 | 0040 | LO | 1 | ProcedureDescription
0013 | 0042 | LO | 1 | PatientRestDirection
0013 | 0044 | LO | 1 | PatientPosition
0013 | 0046 | LO | 1 | ViewDirection
0018 | 0000 | UL | 1 | GroupLength
0018 | 0010 | LO | 1 | ContrastBolusAgent
0018 | 0012 | SQ | 1 | ContrastBolusAgentSequence
0018 | 0014 | SQ | 1 | ContrastBolusAdministrationRouteSequence
0018 | 0015 | CS | 1 | BodyPartExamined
0018 | 0020 | CS | 1-n | ScanningSequence
0018 | 0021 | CS | 1-n | SequenceVariant
0018 | 0022 | CS | 1-n | ScanOptions
0018 | 0023 | CS | 1 | MRAcquisitionType
0018 | 0024 | SH | 1 | SequenceName
0018 | 0025 | CS | 1 | AngioFlag
0018 | 0026 | SQ | 1 | InterventionDrugInformationSequence
0018 | 0027 | TM | 1 | InterventionDrugStopTime
0018 | 0028 | DS | 1 | InterventionDrugDose
0018 | 0029 | SQ | 1 | InterventionDrugSequence
0018 | 002A | SQ | 1 | AdditionalDrugSequence
0018 | 0030 | LO | 1-n | Radionuclide
0018 | 0031 | LO | 1 | Radiopharmaceutical
0018 | 0032 | DS | 1 | EnergyWindowCenterline
0018 | 0033 | DS | 1-n | EnergyWindowTotalWidth
0018 | 0034 | LO | 1 | InterventionDrugName
0018 | 0035 | TM | 1 | InterventionDrugStartTime
0018 | 0036 | SQ | 1 | InterventionSequence
0018 | 0037 | CS | 1 | TherapyType
0018 | 0038 | CS | 1 | InterventionStatus
0018 | 0039 | CS | 1 | TherapyDescription
0018 | 003A | ST | 1 | InterventionDescription
0018 | 0040 | IS | 1 | CineRate
0018 | 0050 | DS | 1 | SliceThickness
0018 | 0060 | DS | 1 | kVp
0018 | 0070 | IS | 1 | CountsAccumulated
0018 | 0071 | CS | 1 | AcquisitionTerminationCondition
0018 | 0072 | DS | 1 | EffectiveDuration
0018 | 0073 | CS | 1 | AcquisitionStartCondition
0018 | 0074 | IS | 1 | AcquisitionStartConditionData
0018 | 0075 | IS | 1 | AcquisitionTerminationConditionData
0018 | 0080 | DS | 1 | RepetitionTime
0018 | 0081 | DS | 1 | EchoTime
0018 | 0082 | DS | 1 | InversionTime
0018 | 0083 | DS | 1 | NumberOfAverages
0018 | 0084 | DS | 1 | ImagingFrequency
0018 | 0085 | SH | 1 | ImagedNucleus
0018 | 0086 | IS | 1-n | EchoNumbers
0018 | 0087 | DS | 1 | MagneticFieldStrength
0018 | 0088 | DS | 1 | SpacingBetweenSlices
0018 | 0089 | IS | 1 | NumberOfPhaseEncodingSteps
0018 | 0090 | DS | 1 | DataCollectionDiameter
0018 | 0091 | IS | 1 | EchoTraInLength
0018 | 0093 | DS | 1 | PercentSampling
0018 | 0094 | DS | 1 | PercentPhaseFieldOfView
0018 | 0095 | DS | 1 | PixelBandwidth
0018 | 1000 | LO | 1 | DeviceSerialNumber
0018 | 1002 | UI | 1 | DeviceUID
0018 | 1004 | LO | 1 | PlateID
0018 | 1010 | LO | 1 | SecondaryCaptureDeviceID
0018 | 1011 | LO | 1 | HardcopyCreationDeviceID
0018 | 1012 | DA | 1 | DateOfSecondaryCapture
0018 | 1014 | TM | 1 | TimeOfSecondaryCapture
0018 | 1016 | LO | 1 | SecondaryCaptureDeviceManufacturer
0018 | 1017 | LO | 1 | HardcopyDeviceManufacturer
0018 | 1018 | LO | 1 | SecondaryCaptureDeviceManufacturersModelName
0018 | 1019 | LO | 1-n | SecondaryCaptureDeviceSoftwareVersions
0018 | 101A | LO | 1-n | HardcopyDeviceSoftwareVersion
0018 | 101B | LO | 1 | HardcopyDeviceManufacturersModelName
0018 | 1020 | LO | 1-n | SoftwareVersions
0018 | 1022 | SH | 1 | VideoImageFormatAcquired
0018 | 1023 | LO | 1 | DigitalImageFormatAcquired
0018 | 1030 | LO | 1 | ProtocolName
0018 | 1040 | LO | 1 | ContrastBolusRoute
0018 | 1041 | DS | 1 | ContrastBolusVolume
0018 | 1042 | TM | 1 | ContrastBolusStartTime
0018 | 1043 | TM | 1 | ContrastBolusStopTime
0018 | 1044 | DS | 1 | ContrastBolusTotalDose
0018 | 1045 | IS | 1 | SyringeCounts
0018 | 1046 | DS | 1-n | ContrastFlowRate
0018 | 1047 | DS | 1-n | ContrastFlowDuration
0018 | 1048 | CS | 1 | ContrastBolusIngredient
0018 | 1049 | DS | 1 | ContrastBolusIngredientConcentration
0018 | 1050 | DS | 1 | SpatialResolution
0018 | 1060 | DS | 1 | TriggerTime
0018 | 1061 | LO | 1 | TriggerSourceOrType
0018 | 1062 | IS | 1 | NominalInterval
0018 | 1063 | DS | 1 | FrameTime
0018 | 1064 | LO | 1 | FramingType
0018 | 1065 | DS | 1-n | FrameTimeVector
0018 | 1066 | DS | 1 | FrameDelay
0018 | 1067 | DS | 1 | ImageTriggerDelay
0018 | 1068 | DS | 1 | MultiplexGroupTimeOffset
0018 | 1069 | DS | 1 | TriggerTimeOffset
0018 | 106A | CS | 1 | SynchronizationTrigger
0018 | 106C | US | 2 | SynchronizationChannel
0018 | 106E | UL | 1 | TriggerSamplePosition
0018 | 1070 | LO | 1 | RadiopharmaceuticalRoute
0018 | 1071 | DS | 1 | RadiopharmaceuticalVolume
0018 | 1072 | TM | 1 | RadiopharmaceuticalStartTime
0018 | 1073 | TM | 1 | RadiopharmaceuticalStopTime
0018 | 1074 | DS | 1 | RadionuclideTotalDose
0018 | 1075 | DS | 1 | RadionuclideHalfLife
0018 | 1076 | DS | 1 | RadionuclidePositronFraction
0018 | 1077 | DS | 1 | RadiopharmaceuticalSpecificActivity
0018 | 1078 | DT | 1 | RadiopharmaceuticalStartDatetime
0018 | 1079 | DT | 1 | RadiopharmaceuticalStopDatetime
0018 | 1080 | CS | 1 | BeatRejectionFlag
0018 | 1081 | IS | 1 | LowRRValue
0018 | 1082 | IS | 1 | HighRRValue
0018 | 1083 | IS | 1 | IntervalsAcquired
0018 | 1084 | IS | 1 | IntervalsRejected
0018 | 1085 | LO | 1 | PVCRejection
0018 | 1086 | IS | 1 | SkipBeats
0018 | 1088 | IS | 1 | HeartRate
0018 | 1090 | IS | 1 | CardiacNumberOfImages
0018 | 1094 | IS | 1 | TriggerWindow
0018 | 1100 | DS | 1 | ReconstructionDiameter
0018 | 1110 | DS | 1 | DistanceSourceToDetector
0018 | 1111 | DS | 1 | DistanceSourceToPatient
0018 | 1114 | DS | 1 | EstimatedRadiographicMagnificationFactor
0018 | 1120 | DS | 1 | GantryDetectorTilt
0018 | 1121 | DS | 1 | GantryDetectorSlew
0018 | 1130 | DS | 1 | TableHeight
0018 | 1131 | DS | 1 | TableTraverse
0018 | 1134 | CS | 1 | TableMotion
0018 | 1135 | DS | 1-n | TableVerticalIncrement
0018 | 1136 | DS | 1-n | TableLateralIncrement
0018 | 1137 | DS | 1-n | TableLongitudinalIncrement
0018 | 1138 | DS | 1 | TableAngle
0018 | 113A | CS | 1 | TableType
0018 | 1140 | CS | 1 | RotationDirection
0018 | 1141 | DS | 1 | AngularPosition
0018 | 1142 | DS | 1-n | RadialPosition
0018 | 1143 | DS | 1 | ScanArc
0018 | 1144 | DS | 1 | AngularStep
0018 | 1145 | DS | 1 | CenterOfRotationOffset
0018 | 1146 | DS | 1-n | RotationOffset
0018 | 1147 | CS | 1 | FieldOfViewShape
0018 | 1149 | IS | 1-2 | FieldOfViewDimensions
0018 | 1150 | IS | 1 | ExposureTime
0018 | 1151 | IS | 1 | XrayTubeCurrent
0018 | 1152 | IS | 1 | Exposure
0018 | 1153 | IS | 1 | ExposureInuAs
0018 | 1154 | DS | 1 | AveragePulseWidth
0018 | 1155 | CS | 1 | RadiationSetting
0018 | 1156 | CS | 1 | RectificationType
0018 | 115A | CS | 1 | RadiationMode
0018 | 115E | DS | 1 | ImageandFluoroscopyAreaDoseProduct
0018 | 1160 | SH | 1 | FilterType
0018 | 1161 | LO | 1-n | TypeOfFilters
0018 | 1162 | DS | 1 | IntensifierSize
0018 | 1164 | DS | 2 | ImagerPixelSpacing
0018 | 1166 | CS | 1-n | Grid
0018 | 1170 | IS | 1 | GeneratorPower
0018 | 1180 | SH | 1 | CollimatorGridName
0018 | 1181 | CS | 1 | CollimatorType
0018 | 1182 | IS | 1-2 | FocalDistance
0018 | 1183 | DS | 1-2 | XFocusCenter
0018 | 1184 | DS | 1-2 | YFocusCenter
0018 | 1190 | DS | 1-n | FocalSpots
0018 | 1191 | CS | 1 | AnodeTargetMaterial
0018 | 11A0 | DS | 1 | BodyPartThickness
0018 | 11A2 | DS | 1 | CompressionForce
0018 | 1200 | DA | 1-n | DateOfLastCalibration
0018 | 1201 | TM | 1-n | TimeOfLastCalibration
0018 | 1210 | SH | 1-n | ConvolutionKernel
0018 | 1240 | IS | 1-n | UpperLowerPixelValues
0018 | 1242 | IS | 1 | ActualFrameDuration
0018 | 1243 | IS | 1 | CountRate
0018 | 1244 | US | 1 | PreferredPlaybackSequencing
0018 | 1250 | SH | 1 | ReceiveCoilName
0018 | 1251 | SH | 1 | TransmitCoilName
0018 | 1260 | SH | 1 | PlateType
0018 | 1261 | LO | 1 | PhosphorType
0018 | 1300 | DS | 1 | ScanVelocity
0018 | 1301 | CS | 1-n | WholeBodyTechnique
0018 | 1302 | IS | 1 | ScanLength
0018 | 1310 | US | 4 | AcquisitionMatrix
0018 | 1312 | CS | 1 | InPlanePhaseEncodingDirection
0018 | 1314 | DS | 1 | FlipAngle
0018 | 1315 | CS | 1 | VariableFlipAngleFlag
0018 | 1316 | DS | 1 | SAR
0018 | 1318 | DS | 1 | dBdt
0018 | 1400 | LO | 1 | AcquisitionDeviceProcessingDescription
0018 | 1401 | LO | 1 | AcquisitionDeviceProcessingCode
0018 | 1402 | CS | 1 | CassetteOrientation
0018 | 1403 | CS | 1 | CassetteSize
0018 | 1404 | US | 1 | ExposuresonPlate
0018 | 1405 | IS | 1 | RelativeXrayExposure
0018 | 1450 | DS | 1 | ColumnAngulation
0018 | 1460 | DS | 1 | TomoLayerHeight
0018 | 1470 | DS | 1 | TomoAngle
0018 | 1480 | DS | 1 | TomoTime
0018 | 1490 | CS | 1 | TomoType
0018 | 1491 | CS | 1 | TomoClass
0018 | 1495 | IS | 1 | NumberOfTomosynthesisSourceImages
0018 | 1500 | CS | 1 | PositionerMotion
0018 | 1508 | CS | 1 | PositionerType
0018 | 1510 | DS | 1 | PositionerPrimaryAngle
0018 | 1511 | DS | 1 | PositionerSecondaryAngle
0018 | 1520 | DS | 1-n | PositionerPrimaryAngleIncrement
0018 | 1521 | DS | 1-n | PositionerSecondaryAngleIncrement
0018 | 1530 | DS | 1 | DetectorPrimaryAngle
0018 | 1531 | DS | 1 | DetectorSecondaryAngle
0018 | 1600 | CS | 1-3 | ShutterShape
0018 | 1602 | IS | 1 | ShutterLeftVerticalEdge
0018 | 1604 | IS | 1 | ShutterRightVerticalEdge
0018 | 1606 | IS | 1 | ShutterUpperHorizontalEdge
0018 | 1608 | IS | 1 | ShutterLowerHorizontalEdge
0018 | 1610 | IS | 2 | CenterOfCircularShutter
0018 | 1612 | IS | 1 | RadiusOfCircularShutter
0018 | 1620 | IS | 2-2n | VerticesOfThePolygonalShutter
0018 | 1622 | US | 1 | ShutterPresentationValue
0018 | 1623 | US | 1 | ShutterOverlayGroup
0018 | 1624 | US | 3 | ShutterPresentationColorCIELabValue
0018 | 1700 | CS | 1-3 | CollimatorShape
0018 | 1702 | IS | 1 | CollimatorLeftVerticalEdge
0018 | 1704 | IS | 1 | CollimatorRightVerticalEdge
0018 | 1706 | IS | 1 | CollimatorUpperHorizontalEdge
0018 | 1708 | IS | 1 | CollimatorLowerHorizontalEdge
0018 | 1710 | IS | 2 | CenterOfCircularCollimator
0018 | 1712 | IS | 1 | RadiusOfCircularCollimator
0018 | 1720 | IS | 2-2n | VerticesOfThePolygonalCollimator
0018 | 1800 | CS | 1 | AcquisitionTimeSynchronized
0018 | 1801 | SH | 1 | TimeSource
0018 | 1802 | CS | 1 | TimeDistributionProtocol
0018 | 1803 | LO | 1 | NTPSourceAddress
0018 | 2001 | IS | 1-n | PageNumberVector
0018 | 2002 | SH | 1-n | FrameLabelVector
0018 | 2003 | DS | 1-n | FramePrimaryAngleVector
0018 | 2004 | DS | 1-n | FrameSecondaryAngleVector
0018 | 2005 | DS | 1-n | SliceLocationVector
0018 | 2006 | SH | 1-n | DisplayWindowLabelVector
0018 | 2010 | DS | 2 | NominalScannedPixelSpacing
0018 | 2020 | CS | 1 | DigitizingDeviceTransportDirection
0018 | 2030 | DS | 1 | RotationOfScannedFilm
0018 | 3100 | CS | 1 | IVUSAcquisition
0018 | 3101 | DS | 1 | IVUSPullbackRate
0018 | 3102 | DS | 1 | IVUSGatedRate
0018 | 3103 | IS | 1 | IVUSPullbackStartFrameNumber
0018 | 3104 | IS | 1 | IVUSPullbackStopFrameNumber
0018 | 3105 | IS | 1-n | LesionNumber
0018 | 4000 | LT | 1 | AcquisitionComments
0018 | 5000 | SH | 1-n | OutputPower
0018 | 5010 | LO | 3 | TransducerData
0018 | 5012 | DS | 1 | FocusDepth
0018 | 5020 | LO | 1 | ProcessingFunction
0018 | 5021 | LO | 1 | PostprocessingFunction
0018 | 5022 | DS | 1 | MechanicalIndex
0018 | 5024 | DS | 1 | BoneThermalIndex
0018 | 5026 | DS | 1 | CranialThermalIndex
0018 | 5027 | DS | 1 | SoftTissueThermalIndex
0018 | 5028 | DS | 1 | SoftTissueFocusThermalIndex
0018 | 5029 | DS | 1 | SoftTissueSurfaceThermalIndex
0018 | 5030 | DS | 1 | DynamicRange
0018 | 5040 | DS | 1 | TotalGain
0018 | 5050 | IS | 1 | DepthOfScanField
0018 | 5100 | CS | 1 | PatientPosition
0018 | 5101 | CS | 1 | ViewPosition
0018 | 5104 | SQ | 1 | ProjectionEponymousNameCodeSequence
0018 | 5210 | DS | 6 | ImageTransformationMatrix
0018 | 5212 | DS | 3 | ImageTranslationVector
0018 | 6000 | DS | 1 | Sensitivity
0018 | 6011 | SQ | 1 | SequenceOfUltrasoundRegions
0018 | 6012 | US | 1 | RegionSpatialFormat
0018 | 6014 | US | 1 | RegionDataType
0018 | 6016 | UL | 1 | RegionFlags
0018 | 6018 | UL | 1 | RegionLocationMInX0
0018 | 601A | UL | 1 | RegionLocationMInY0
0018 | 601C | UL | 1 | RegionLocationMaxX1
0018 | 601E | UL | 1 | RegionLocationMaxY1
0018 | 6020 | SL | 1 | ReferencePixelX0
0018 | 6022 | SL | 1 | ReferencePixelY0
0018 | 6024 | US | 1 | PhysicalUnitsXDirection
0018 | 6026 | US | 1 | PhysicalUnitsYDirection
0018 | 6028 | FD | 1 | ReferencePixelPhysicalValueX
0018 | 602A | FD | 1 | ReferencePixelPhysicalValueY
0018 | 602C | FD | 1 | PhysicalDeltaX
0018 | 602E | FD | 1 | PhysicalDeltaY
0018 | 6030 | UL | 1 | TransducerFrequency
0018 | 6031 | CS | 1 | TransducerType
0018 | 6032 | UL | 1 | PulseRepetitionFrequency
0018 | 6034 | FD | 1 | DopplerCorrectionAngle
0018 | 6036 | FD | 1 | SteeringAngle
0018 | 6038 | UL | 1 | DopplerSampleVolumeXPosition
0018 | 6039 | SL | 1 | DopplerSampleVolumeXPosition
0018 | 603A | UL | 1 | DopplerSampleVolumeYPosition
0018 | 603B | SL | 1 | DopplerSampleVolumeYPosition
0018 | 603C | UL | 1 | TMLinePositionX0
0018 | 603D | SL | 1 | TMLinePositionX0
0018 | 603E | UL | 1 | TMLinePositionY0
0018 | 603F | SL | 1 | TMLinePositionY0
0018 | 6040 | UL | 1 | TMLinePositionX1
0018 | 6041 | SL | 1 | TMLinePositionX1
0018 | 6042 | UL | 1 | TMLinePositionY1
0018 | 6043 | SL | 1 | TMLinePositionY1
0018 | 6044 | US | 1 | PixelComponentOrganization
0018 | 6046 | UL | 1 | PixelComponentMask
0018 | 6048 | UL | 1 | PixelComponentRangeStart
0018 | 604A | UL | 1 | PixelComponentRangeStop
0018 | 604C | US | 1 | PixelComponentPhysicalUnits
0018 | 604E | US | 1 | PixelComponentDataType
0018 | 6050 | UL | 1 | NumberOfTableBreakPoints
0018 | 6052 | UL | 1-n | TableOfXBreakPoints
0018 | 6054 | FD | 1-n | TableOfYBreakPoints
0018 | 6056 | UL | 1 | NumberOfTableEntries
0018 | 6058 | UL | 1-n | TableOfPixelValues
0018 | 605A | FL | 1-n | TableOfParameterValues
0018 | 6060 | FL | 1-n | RWaveTimeVector
0018 | 7000 | CS | 1 | DetectorConditionsNominalFlag
0018 | 7001 | DS | 1 | DetectorTemperature
0018 | 7004 | CS | 1 | DetectorType
0018 | 7005 | CS | 1 | DetectorConfiguration
0018 | 7006 | LT | 1 | DetectorDescription
0018 | 7008 | LT | 1 | DetectorMode
0018 | 700A | SH | 1 | DetectorID
0018 | 700C | DA | 1 | DateOfLastDetectorCalibration
0018 | 700E | TM | 1 | TimeOfLastDetectorCalibration
0018 | 7010 | IS | 1 | ExposuresonDetectorSinceLastCalibration
0018 | 7011 | IS | 1 | ExposuresonDetectorSinceManufactured
0018 | 7012 | DS | 1 | DetectorTimeSinceLastExposure
0018 | 7014 | DS | 1 | DetectorActiveTime
0018 | 7016 | DS | 1 | DetectorActivationOffsetFromExposure
0018 | 701A | DS | 2 | DetectorBinning
0018 | 7020 | DS | 2 | DetectorElementPhysicalSize
0018 | 7022 | DS | 2 | DetectorElementSpacing
0018 | 7024 | CS | 1 | DetectorActiveShape
0018 | 7026 | DS | 1-2 | DetectorActiveDimensions
0018 | 7028 | DS | 2 | DetectorActiveOrigin
0018 | 702A | LO | 1 | DetectorManufacturerName
0018 | 702B | LO | 1 | DetectorManufacturersModelName
0018 | 7030 | DS | 2 | FieldOfViewOrigin
0018 | 7032 | DS | 1 | FieldOfViewRotation
0018 | 7034 | CS | 1 | FieldOfViewHorizontalFlip
0018 | 7040 | LT | 1 | GridAbsorbingMaterial
0018 | 7041 | LT | 1 | GridSpacingMaterial
0018 | 7042 | DS | 1 | GridThickness
0018 | 7044 | DS | 1 | GridPitch
0018 | 7046 | IS | 2 | GridAspectRatio
0018 | 7048 | DS | 1 | GridPeriod
0018 | 704C | DS | 1 | GridFocalDistance
0018 | 7050 | CS | 1-n | FilterMaterial
0018 | 7052 | DS | 1-n | FilterThicknessMinimum
0018 | 7054 | DS | 1-n | FilterThicknessMaximum
0018 | 7060 | CS | 1 | ExposureControlMode
0018 | 7062 | LT | 1 | ExposureControlModeDescription
0018 | 7064 | CS | 1 | ExposureStatus
0018 | 7065 | DS | 1 | PhototimerSetting
0018 | 8150 | DS | 1 | ExposureTimeInuS
0018 | 8151 | DS | 1 | XrayTubeCurrentInuA
0018 | 9004 | CS | 1 | ContentQualification
0018 | 9005 | SH | 1 | PulseSequenceName
0018 | 9006 | SQ | 1 | MRImagingModifierSequence
0018 | 9008 | CS | 1 | EchoPulseSequence
0018 | 9009 | CS | 1 | InversionRecovery
0018 | 9010 | CS | 1 | FlowCompensation
0018 | 9011 | CS | 1 | MultipleSpInEcho
0018 | 9012 | CS | 1 | MultiPlanarExcitation
0018 | 9014 | CS | 1 | PhaseContrast
0018 | 9015 | CS | 1 | TimeOfFlightContrast
0018 | 9016 | CS | 1 | Spoiling
0018 | 9017 | CS | 1 | SteadyStatePulseSequence
0018 | 9018 | CS | 1 | EchoPlanarPulseSequence
0018 | 9019 | FD | 1 | TagAngleFirstAxis
0018 | 9020 | CS | 1 | MagnetizationTransfer
0018 | 9021 | CS | 1 | T2Preparation
0018 | 9022 | CS | 1 | BloodSignalNulling
0018 | 9024 | CS | 1 | SaturationRecovery
0018 | 9025 | CS | 1 | SpectrallySelectedSuppression
0018 | 9026 | CS | 1 | SpectrallySelectedExcitation
0018 | 9027 | CS | 1 | SpatialPresaturation
0018 | 9028 | CS | 1 | Tagging
0018 | 9029 | CS | 1 | OversamplingPhase
0018 | 9030 | FD | 1 | TagSpacingFirstDimension
0018 | 9032 | CS | 1 | GeometryOfkSpaceTraversal
0018 | 9033 | CS | 1 | SegmentedkSpaceTraversal
0018 | 9034 | CS | 1 | RectilinearPhaseEncodeReordering
0018 | 9035 | FD | 1 | TagThickness
0018 | 9036 | CS | 1 | PartialFourierDirection
0018 | 9037 | CS | 1 | CardiacSynchronizationTechnique
0018 | 9041 | LO | 1 | ReceiveCoilManufacturerName
0018 | 9042 | SQ | 1 | MRReceiveCoilSequence
0018 | 9043 | CS | 1 | ReceiveCoilType
0018 | 9044 | CS | 1 | QuadratureReceiveCoil
0018 | 9045 | SQ | 1 | MultiCoilDefinitionSequence
0018 | 9046 | LO | 1 | MultiCoilConfiguration
0018 | 9047 | SH | 1 | MultiCoilElementName
0018 | 9048 | CS | 1 | MultiCoilElementUsed
0018 | 9049 | SQ | 1 | MRTransmitCoilSequence
0018 | 9050 | LO | 1 | TransmitCoilManufacturerName
0018 | 9051 | CS | 1 | TransmitCoilType
0018 | 9052 | FD | 1-2 | SpectralWidth
0018 | 9053 | FD | 1-2 | ChemicalShiftReference
0018 | 9054 | CS | 1 | VolumeLocalizationTechnique
0018 | 9058 | US | 1 | MRAcquisitionFrequencyEncodingSteps
0018 | 9059 | CS | 1 | Decoupling
0018 | 9060 | CS | 1-2 | DecoupledNucleus
0018 | 9061 | FD | 1-2 | DecouplingFrequency
0018 | 9062 | CS | 1 | DecouplingMethod
0018 | 9063 | FD | 1-2 | DecouplingChemicalShiftReference
0018 | 9064 | CS | 1 | kspaceFiltering
0018 | 9065 | CS | 1-2 | TimeDomaInFiltering
0018 | 9066 | US | 1-2 | NumberOfZerofills
0018 | 9067 | CS | 1 | BaselineCorrection
0018 | 9069 | FD | 1 | ParallelReductionFactorInPlane
0018 | 9070 | FD | 1 | CardiacRRIntervalSpecified
0018 | 9073 | FD | 1 | AcquisitionDuration
0018 | 9074 | DT | 1 | FrameAcquisitionDatetime
0018 | 9075 | CS | 1 | DiffusionDirectionality
0018 | 9076 | SQ | 1 | DiffusionGradientDirectionSequence
0018 | 9077 | CS | 1 | ParallelAcquisition
0018 | 9078 | CS | 1 | ParallelAcquisitionTechnique
0018 | 9079 | FD | 1-n | InversionTimes
0018 | 9080 | ST | 1 | MetaboliteMapDescription
0018 | 9081 | CS | 1 | PartialFourier
0018 | 9082 | FD | 1 | EffectiveEchoTime
0018 | 9083 | SQ | 1 | MetaboliteMapCodeSequence
0018 | 9084 | SQ | 1 | ChemicalShiftSequence
0018 | 9085 | CS | 1 | CardiacSignalSource
0018 | 9087 | FD | 1 | Diffusionbvalue
0018 | 9089 | FD | 3 | DiffusionGradientOrientation
0018 | 9090 | FD | 3 | VelocityEncodingDirection
0018 | 9091 | FD | 1 | VelocityEncodingMinimumValue
0018 | 9093 | US | 1 | NumberOfkSpaceTrajectories
0018 | 9094 | CS | 1 | CoverageOfkSpace
0018 | 9095 | UL | 1 | SpectroscopyAcquisitionPhaseRows
0018 | 9098 | FD | 1-2 | TransmitterFrequency
0018 | 9100 | CS | 1-2 | ResonantNucleus
0018 | 9101 | CS | 1 | FrequencyCorrection
0018 | 9103 | SQ | 1 | MRSpectroscopyFOVGeometrySequence
0018 | 9104 | FD | 1 | SlabThickness
0018 | 9105 | FD | 3 | SlabOrientation
0018 | 9106 | FD | 3 | MidSlabPosition
0018 | 9107 | SQ | 1 | MRSpatialSaturationSequence
0018 | 9112 | SQ | 1 | MRTimingandRelatedParametersSequence
0018 | 9114 | SQ | 1 | MREchoSequence
0018 | 9115 | SQ | 1 | MRModifierSequence
0018 | 9117 | SQ | 1 | MRDiffusionSequence
0018 | 9118 | SQ | 1 | CardiacTriggerSequence
0018 | 9119 | SQ | 1 | MRAveragesSequence
0018 | 9125 | SQ | 1 | MRFOVGeometrySequence
0018 | 9126 | SQ | 1 | VolumeLocalizationSequence
0018 | 9127 | UL | 1 | SpectroscopyAcquisitionDataColumns
0018 | 9147 | CS | 1 | DiffusionAnisotropyType
0018 | 9151 | DT | 1 | FrameReferenceDatetime
0018 | 9152 | SQ | 1 | MRMetaboliteMapSequence
0018 | 9155 | FD | 1 | ParallelReductionFactorOutOfPlane
0018 | 9159 | UL | 1 | SpectroscopyAcquisitionOutOfPlanePhaseSteps
0018 | 9166 | CS | 1 | BulkMotionStatus
0018 | 9168 | FD | 1 | ParallelReductionFactorSecondInPlane
0018 | 9169 | CS | 1 | CardiacBeatRejectionTechnique
0018 | 9170 | CS | 1 | RespiratoryMotionCompensationTechnique
0018 | 9171 | CS | 1 | RespiratorySignalSource
0018 | 9172 | CS | 1 | BulkMotionCompensationTechnique
0018 | 9173 | CS | 1 | BulkMotionSignalSource
0018 | 9174 | CS | 1 | ApplicableSafetyStandardAgency
0018 | 9175 | LO | 1 | ApplicableSafetyStandardDescription
0018 | 9176 | SQ | 1 | OperatingModeSequence
0018 | 9177 | CS | 1 | OperatingModeType
0018 | 9178 | CS | 1 | OperatingMode
0018 | 9179 | CS | 1 | SpecificAbsorptionRateDefinition
0018 | 9180 | CS | 1 | GradientOutputType
0018 | 9181 | FD | 1 | SpecificAbsorptionRateValue
0018 | 9182 | FD | 1 | GradientOutput
0018 | 9183 | CS | 1 | FlowCompensationDirection
0018 | 9184 | FD | 1 | TaggingDelay
0018 | 9195 | FD | 1 | ChemicalShiftsMinimumIntegrationLimitInHz
0018 | 9196 | FD | 1 | ChemicalShiftsMaximumIntegrationLimitInHz
0018 | 9197 | SQ | 1 | MRVelocityEncodingSequence
0018 | 9198 | CS | 1 | FirstOrderPhaseCorrection
0018 | 9199 | CS | 1 | WaterReferencedPhaseCorrection
0018 | 9200 | CS | 1 | MRSpectroscopyAcquisitionType
0018 | 9214 | CS | 1 | RespiratoryCyclePosition
0018 | 9217 | FD | 1 | VelocityEncodingMaximumValue
0018 | 9218 | FD | 1 | TagSpacingSecondDimension
0018 | 9219 | SS | 1 | TagAngleSecondAxis
0018 | 9220 | FD | 1 | FrameAcquisitionDuration
0018 | 9226 | SQ | 1 | MRImageFrameTypeSequence
0018 | 9227 | SQ | 1 | MRSpectroscopyFrameTypeSequence
0018 | 9231 | US | 1 | MRAcquisitionPhaseEncodingStepsInPlane
0018 | 9232 | US | 1 | MRAcquisitionPhaseEncodingStepsOutOfPlane
0018 | 9234 | UL | 1 | SpectroscopyAcquisitionPhaseColumns
0018 | 9236 | CS | 1 | CardiacCyclePosition
0018 | 9239 | SQ | 1 | SpecificAbsorptionRateSequence
0018 | 9295 | FD | 1 | ChemicalShiftsMinimumIntegrationLimitInPPM
0018 | 9296 | FD | 1 | ChemicalShiftsMaximumIntegrationLimitInPPM
0018 | 9240 | US | 1 | RFEchoTraInLength
0018 | 9241 | US | 1 | GradientEchoTraInLength
0018 | 9301 | SQ | 1 | CTAcquisitionTypeSequence
0018 | 9302 | CS | 1 | AcquisitionType
0018 | 9303 | FD | 1 | TubeAngle
0018 | 9304 | SQ | 1 | CTAcquisitionDetailsSequence
0018 | 9305 | FD | 1 | RevolutionTime
0018 | 9306 | FD | 1 | SingleCollimationWidth
0018 | 9307 | FD | 1 | TotalCollimationWidth
0018 | 9308 | SQ | 1 | CTTableDynamicsSequence
0018 | 9309 | FD | 1 | TableSpeed
0018 | 9310 | FD | 1 | TableFeedperRotation
0018 | 9311 | FD | 1 | SpiralPitchFactor
0018 | 9312 | SQ | 1 | CTGeometrySequence
0018 | 9313 | FD | 3 | DataCollectionCenterPatient
0018 | 9314 | SQ | 1 | CTReconstructionSequence
0018 | 9315 | CS | 1 | ReconstructionAlgorithm
0018 | 9316 | CS | 1 | ConvolutionKernelGroup
0018 | 9317 | FD | 2 | ReconstructionFieldOfView
0018 | 9318 | FD | 3 | ReconstructionTargetCenterPatient
0018 | 9319 | FD | 1 | ReconstructionAngle
0018 | 9320 | SH | 1 | ImageFilter
0018 | 9321 | SQ | 1 | CTExposureSequence
0018 | 9322 | FD | 2 | ReconstructionPixelSpacing
0018 | 9323 | CS | 1 | ExposureModulationType
0018 | 9324 | FD | 1 | EstimatedDoseSaving
0018 | 9325 | SQ | 1 | CTXrayDetailsSequence
0018 | 9326 | SQ | 1 | CTPositionSequence
0018 | 9327 | FD | 1 | TablePosition
0018 | 9328 | FD | 1 | ExposureTimeInms
0018 | 9329 | SQ | 1 | CTImageFrameTypeSequence
0018 | 9330 | FD | 1 | XrayTubeCurrentInmA
0018 | 9332 | FD | 1 | ExposureInmAs
0018 | 9333 | CS | 1 | ConstantVolumeFlag
0018 | 9334 | CS | 1 | FluoroscopyFlag
0018 | 9335 | FD | 1 | DistanceSourceToDataCollectionCenter
0018 | 9337 | US | 1 | ContrastBolusAgentNumber
0018 | 9338 | SQ | 1 | ContrastBolusIngredientCodeSequence
0018 | 9340 | SQ | 1 | ContrastAdministrationProfileSequence
0018 | 9341 | SQ | 1 | ContrastBolusUsageSequence
0018 | 9342 | CS | 1 | ContrastBolusAgentAdministered
0018 | 9343 | CS | 1 | ContrastBolusAgentDetected
0018 | 9344 | CS | 1 | ContrastBolusAgentPhase
0018 | 9345 | FD | 1 | CTDIvol
0018 | 9401 | SQ | 1 | ProjectionPixelCalibrationSequence
0018 | 9402 | FL | 1 | DistanceSourceToIsocenter
0018 | 9403 | FL | 1 | DistanceObjectToTableTop
0018 | 9404 | FL | 2 | ObjectPixelSpacingInCenterOfBeam
0018 | 9405 | SQ | 1 | PositionerPositionSequence
0018 | A001 | SQ | 1 | ContributingEquipmentSequence
0018 | A002 | DT | 1 | ContributionDateTime
0018 | A003 | ST | 1 | ContributionDescription
0019 | 1010 | IS | 1 | NetFrequency
0019 | 1020 | CS | 1 | MeasurementMode
0019 | 1030 | CS | 1 | CalculationMode
0019 | 1050 | IS | 1 | NoiseLevel
0019 | 1060 | IS | 1 | NumberOfDataBytes
0019 | 1210 | DS | 1 | TotalMeasurementTimeNominal
0019 | 1211 | DS | 1 | TotalMeasurementTimeCurrent
0019 | 1212 | DS | 1 | StartDelayTime
0019 | 1213 | DS | 1 | DwellTime
0019 | 1214 | IS | 1 | NumberOfPhases
0019 | 1216 | UL | 2 | SequenceControlMask
0019 | 1218 | UL | 1 | MeasurementStatusMask
0019 | 1220 | IS | 1 | NumberOfFourierLinesNominal
0019 | 1221 | IS | 1 | NumberOfFourierLinesCurrent
0019 | 1226 | IS | 1 | NumberOfFourierLinesAfterZero
0019 | 1228 | IS | 1 | FirstMeasuredFourierLine
0019 | 1230 | IS | 1 | AcquisitionColumns
0019 | 1231 | IS | 1 | ReconstructionColumns
0019 | 1240 | IS | 1 | ArrayCoilElementNumber
0019 | 1241 | UL | 1 | ArrayCoilElementSelectMask
0019 | 1242 | UL | 1 | ArrayCoilElementDataMask
0019 | 1243 | IS | 1-n | ArrayCoilElementToADCConnect
0019 | 1244 | DS | 1-n | ArrayCoilElementNoiseLevel
0019 | 1245 | IS | 1 | ArrayCoilADCPairNumber
0019 | 1246 | UL | 1 | ArrayCoilCombinationMask
0019 | 1250 | IS | 1 | NumberOfAveragesCurrent
0019 | 1260 | DS | 1 | FlipAngle
0019 | 1270 | IS | 1 | NumberOfPrescans
0019 | 1281 | CS | 1 | FilterTypeForRawData
0019 | 1282 | DS | 1-n | FilterParameterForRawData
0019 | 1283 | CS | 1 | FilterTypeForImageData
0019 | 1284 | DS | 1-n | FilterParameterForImageData
0019 | 1285 | CS | 1 | FilterTypeForPhaseCorrection
0019 | 1286 | DS | 1-n | FilterParameterForPhaseCorrection
0019 | 1287 | CS | 1 | NormalizationFilterTypeForImageData
0019 | 1288 | DS | 1-n | NormalizationFilterParameterForImageData
0019 | 1290 | IS | 1 | NumberOfSaturationRegions
0019 | 1291 | DS | 6 | SaturationPhaseEncodingVectorSagittalComponent
0019 | 1292 | DS | 6 | SaturationReadoutVectorSagittalComponent
0019 | 1293 | IS | 1 | EPIStimulationMonitorMode
0019 | 1294 | DS | 1 | ImageRotationAngle
0019 | 1296 | UL | 3 | CoilIDMask
0019 | 1297 | UL | 2 | CoilClassMask
0019 | 1298 | DS | 3 | CoilPosition
0019 | 12A0 | DS | 1 | EPIReconstructionPhase
0019 | 12A1 | DS | 1 | EPIReconstructionSlope
0019 | 1410 | IS | 1 | DistanceSourceToSourceSideCollimator
0019 | 1411 | IS | 1 | DistanceSourceToDetectorSideCollimator
0019 | 1412 | DS | 1 | MagneticFieldStrength
0019 | 1414 | DS | 1 | ADCVoltage
0019 | 1416 | DS | 2 | ADCOffset
0019 | 1420 | DS | 1 | TransmitterAmplitude
0019 | 1421 | IS | 1 | MeanChannelNumber
0019 | 1422 | DS | 1 | DetectorSpacing
0019 | 1423 | DS | 1 | DetectorCenter
0019 | 1424 | DS | 1 | ReadingIntegrationTime
0019 | 1426 | DS | 1 | TransmitterReference
0019 | 1450 | DS | 1 | DetectorAlignment
0019 | 1451 | DS | 1 | ReceiverAmplifierGain
0019 | 1452 | DS | 1 | ReceiverPreamplifierGain
0019 | 1454 | DS | 1 | ReceiverCableAttenuation
0019 | 1455 | DS | 1 | ReceiverReferenceGain
0019 | 1456 | DS | 1 | ReceiverFilterFrequency
0019 | 1460 | DS | 1 | FocusAlignment
0019 | 1462 | DS | 1 | ReferenceScaleFactor
0019 | 1465 | UL | 1 | FocalSpotDeflectionAmplitude
0019 | 1466 | UL | 1 | FocalSpotDeflectionPhase
0019 | 1467 | UL | 1 | FocalSpotDeflectionOffset
0019 | 1470 | DS | 1 | WaterScalingFactor
0019 | 1471 | DS | 1 | InterpolationFactor
0019 | 1472 | DS | 1 | SelectionGradientAmplitude
0019 | 1480 | DS | 3 | GradientDelayTime
0019 | 1482 | DS | 1 | TotalGradientDelayTime
0019 | 1490 | DS | 1 | OsteoOffset
0019 | 1491 | DS | 6 | SaturationPhaseEncodingVectorCoronalComponent
0019 | 1492 | DS | 6 | SaturationReadoutVectorCoronalComponent
0019 | 1493 | DS | 1 | OsteoRegressionLineIntercept
0019 | 1494 | IS | 1 | OsteoStandardizationCode
0019 | 1496 | IS | 1 | OsteoPhantomNumber
0019 | 14A0 | IS | 1 | RFWatchdogMask
0019 | 14A1 | DS | 1 | EPIReconstructionSlope
0019 | 14A2 | DS | 1 | RFPowerErrorIndicator
0019 | 14A5 | DS | 3 | SpecificAbsorptionRateWholeBody
0019 | 14A6 | DS | 3 | SpecificEnergyDose
0019 | 14B0 | DS | 1 | FeedPerRotation
0019 | 14BD | IS | 1 | PulmoTriggerLevel
0019 | 14BE | DS | 1 | ExpiratoricReserveVolume
0019 | 14BF | DS | 1 | VitalCapacity
0019 | 14C0 | DS | 1 | PulmoWater
0019 | 14C1 | DS | 1 | PulmoAir
0019 | 14C2 | DS | 3 | EPIInductance
0019 | 14C3 | IS | 1-n | EPISwitchConfigurationCode
0019 | 14C4 | IS | 1-n | EPISwitchHardwareCode
0019 | 14C5 | DS | 1-n | EPISwitchDelayTime
0019 | 14D1 | DS | 1 | FlowSensitivity
0019 | 14D2 | CS | 1 | CalculationSubmode
0019 | 14D3 | DS | 1 | FieldOfViewRatio
0019 | 14D4 | IS | 1 | BaseRawMatrixSize
0019 | 14D5 | IS | 1 | 2DOversamplingLines
0019 | 14D6 | IS | 1 | 3DPhaseOversamplingPartitions
0019 | 14D7 | IS | 1 | EchoLinePosition
0019 | 14D8 | IS | 1 | EchoColumnPosition
0019 | 14D9 | IS | 1 | LinesPerSegment
0019 | 14DA | CS | 1 | PhaseCodingDirection
0019 | 1456 | DS | 1 | ReceiverFilterFrequency
0020 | 0000 | UL | 1 | GroupLength
0020 | 000D | UI | 1 | StudyInstanceUID
0020 | 000E | UI | 1 | SeriesInstanceUID
0020 | 0010 | SH | 1 | StudyID
0020 | 0011 | IS | 1 | SeriesNumber
0020 | 0012 | IS | 1 | AcquisitionNumber
0020 | 0013 | IS | 1 | InstanceNumber
0020 | 0014 | IS | 1 | IsotopeNumber
0020 | 0015 | IS | 1 | PhaseNumber
0020 | 0016 | IS | 1 | IntervalNumber
0020 | 0017 | IS | 1 | TimeSlotNumber
0020 | 0018 | IS | 1 | AngleNumber
0020 | 0019 | IS | 1 | ItemNumber
0020 | 0020 | CS | 2 | PatientOrientation
0020 | 0022 | IS | 1 | OverlayNumber
0020 | 0024 | IS | 1 | CurveNumber
0020 | 0026 | IS | 1 | LookupTableNumber
0020 | 0030 | DS | 3 | ImagePosition
0020 | 0032 | DS | 3 | ImagePositionPatient
0020 | 0035 | DS | 6 | ImageOrientation
0020 | 0037 | DS | 6 | ImageOrientationPatient
0020 | 0050 | DS | 1 | Location
0020 | 0052 | UI | 1 | FrameOfReferenceUID
0020 | 0060 | CS | 1 | Laterality
0020 | 0062 | CS | 1 | ImageLaterality
0020 | 0070 | LO | 1 | ImageGeometryType
0020 | 0080 | CS | 1-n | MaskingImage
0020 | 0100 | IS | 1 | TemporalPositionIdentifier
0020 | 0105 | IS | 1 | NumberOfTemporalPositions
0020 | 0110 | DS | 1 | TemporalResolution
0020 | 0200 | UI | 1 | SynchronizationFrameOfReferenceUID
0020 | 1000 | IS | 1 | SeriesInStudy
0020 | 1001 | IS | 1 | AcquisitionsInSeries
0020 | 1002 | IS | 1 | ImagesInAcquisition
0020 | 1003 | IS | 1 | ImagesInSeriesFIXME
0020 | 1004 | IS | 1 | AcquisitionsInStudy
0020 | 1005 | IS | 1 | ImagesInStudyFIXME
0020 | 1020 | LO | 1-n | Reference
0020 | 1040 | LO | 1 | PositionReferenceIndicator
0020 | 1041 | DS | 1 | SliceLocation
0020 | 1070 | IS | 1-n | OtherStudyNumbers
0020 | 1200 | IS | 1 | NumberOfPatientRelatedStudies
0020 | 1202 | IS | 1 | NumberOfPatientRelatedSeries
0020 | 1204 | IS | 1 | NumberOfPatientRelatedInstances
0020 | 1206 | IS | 1 | NumberOfStudyRelatedSeries
0020 | 1208 | IS | 1 | NumberOfStudyRelatedInstances
0020 | 1209 | IS | 1 | NumberOfSeriesRelatedInstances
0020 | 3100 | CS | 1-n | SourceImages
0020 | 3401 | CS | 1 | ModifyingDeviceID
0020 | 3402 | CS | 1 | ModifiedImageID
0020 | 3403 | DA | 1 | ModifiedImageDate
0020 | 3404 | LO | 1 | ModifyingDeviceManufacturer
0020 | 3405 | TM | 1 | ModifiedImageTime
0020 | 3406 | LO | 1 | ModifiedImageDescription
0020 | 4000 | LT | 1 | ImageComments
0020 | 5000 | AT | 1-n | OriginalImageIdentification
0020 | 5002 | CS | 1-n | OriginalImageIdentificationNomenclature
0020 | 9056 | SH | 1 | StackID
0020 | 9057 | UL | 1 | InStackPositionNumber
0020 | 9071 | SQ | 1 | FrameAnatomySequence
0020 | 9072 | CS | 1 | FrameLaterality
0020 | 9111 | SQ | 1 | FrameContentSequence
0020 | 9113 | SQ | 1 | PlanePositionSequence
0020 | 9116 | SQ | 1 | PlaneOrientationSequence
0020 | 9128 | UL | 1 | TemporalPositionIndex
0020 | 9153 | FD | 1 | TriggerDelayTime
0020 | 9156 | US | 1 | FrameAcquisitionNumber
0020 | 9157 | UL | 1-n | DimensionIndexValues
0020 | 9158 | LT | 1 | FrameComments
0020 | 9161 | UI | 1 | ConcatenationUID
0020 | 9162 | US | 1 | InConcatenationNumber
0020 | 9163 | US | 1 | InConcatenationTotalNumber
0020 | 9164 | UI | 1 | DimensionOrganizationUID
0020 | 9165 | AT | 1 | DimensionIndexPointer
0020 | 9167 | AT | 1 | FunctionalGroupPointer
0020 | 9213 | LO | 1 | DimensionIndexPrivateCreator
0020 | 9221 | SQ | 1 | DimensionOrganizationSequence
0020 | 9222 | SQ | 1 | DimensionIndexSequence
0020 | 9228 | UL | 1 | ConcatenationFrameOffsetNumber
0020 | 9238 | LO | 1 | FunctionalGroupPrivateCreator
0020 | 9251 | FD | 1 | RRIntervalTimeMeasured
0022 | 0000 | UL | 1 | GroupLength
0022 | 0001 | US | 1 | LightPathFilterPassThroughWavelength
0022 | 0002 | US | 2 | LightPathFilterPassBand
0022 | 0003 | US | 1 | ImagePathFilterPassThroughWavelength
0022 | 0004 | US | 2 | ImagePathFilterPassBand
0022 | 0005 | CS | 1 | PatientEyeMovementCommanded
0022 | 0006 | SQ | 1 | PatientEyeMovementCommandCodeSequence
0022 | 0007 | FL | 1 | SphericalLensPower
0022 | 0008 | FL | 1 | CylinderLensPower
0022 | 0009 | FL | 1 | CylinderAxis
0022 | 000A | FL | 1 | EmmetropicMagnification
0022 | 000B | FL | 1 | IntraOcularPressure
0022 | 000C | FL | 1 | HorizontalFieldOfView
0022 | 000D | CS | 1 | PupilDilated
0022 | 000E | FL | 1 | DegreeOfDilation
0022 | 0010 | FL | 1 | StereoBaselineAngle
0022 | 0011 | FL | 1 | StereoBaselineDisplacement
0022 | 0012 | FL | 1 | StereoHorizontalPixelOffset
0022 | 0013 | FL | 1 | StereoVerticalPixelOffset
0022 | 0014 | FL | 1 | StereoRotation
0022 | 0015 | SQ | 1 | AcquisitionDeviceTypeCodeSequence
0022 | 0016 | SQ | 1 | IlluminationTypeCodeSequence
0022 | 0017 | SQ | 1 | LightPathFilterTypeStackCodeSequence
0022 | 0018 | SQ | 1 | ImagePathFilterTypeStackCodeSequence
0022 | 0019 | SQ | 1 | LensesCodeSequence
0022 | 001A | SQ | 1 | ChannelDescriptionCodeSequence
0022 | 001B | SQ | 1 | RefractiveStateSequence
0022 | 001C | SQ | 1 | MydriaticAgentCodeSequence
0022 | 001D | SQ | 1 | RelativeImagePositionCodeSequence
0022 | 0020 | SQ | 1 | StereoPairsSequence
0022 | 0021 | SQ | 1 | LeftImageSequence
0022 | 0022 | SQ | 1 | RightImageSequence
0028 | 0000 | UL | 1 | GroupLength
0028 | 0002 | US | 1 | SamplesperPixel
0028 | 0003 | US | 1 | SamplesperPixelUsed
0028 | 0004 | CS | 1 | PhotometricInterpretation
0028 | 0005 | US | 1 | ImageDimensions
0028 | 0006 | US | 1 | PlanarConfiguration
0028 | 0008 | IS | 1 | NumberOfFrames
0028 | 0009 | AT | 1-n | FrameIncrementPointer
0028 | 000A | AT | 1-n | FrameDimensionPointer
0028 | 0010 | US | 1 | Rows
0028 | 0011 | US | 1 | Columns
0028 | 0012 | US | 1 | Planes
0028 | 0014 | US | 1 | UltrasoundColorDataPresent
0028 | 0030 | DS | 2 | PixelSpacing
0028 | 0031 | DS | 2 | ZoomFactor
0028 | 0032 | DS | 2 | ZoomCenter
0028 | 0034 | IS | 2 | PixelAspectRatio
0028 | 0040 | CS | 1 | ImageFormat
0028 | 0050 | LO | 1-n | ManipulatedImage
0028 | 0051 | CS | 1-n | CorrectedImage
0028 | 0060 | CS | 1 | CompressionCode
0028 | 0100 | US | 1 | BitsAllocated
0028 | 0101 | US | 1 | BitsStored
0028 | 0102 | US | 1 | HighBit
0028 | 0103 | US | 1 | PixelRepresentation
0028 | 0104 | US | 1 | SmallestValidPixelValue
0028 | 0105 | US | 1 | LargestValidPixelValue
0028 | 0106 | US | 1 | SmallestImagePixelValue
0028 | 0107 | US | 1 | LargestImagePixelValue
0028 | 0108 | US | 1 | SmallestPixelValueInSeries
0028 | 0109 | US | 1 | LargestPixelValueInSeries
0028 | 0110 | US | 1 | SmallestImagePixelValueInPlane
0028 | 0111 | US | 1 | LargestImagePixelValueInPlane
0028 | 0120 | US | 1 | PixelPaddingValue
0028 | 0200 | US | 1 | ImageLocation
0028 | 0300 | CS | 1 | QualityControlImage
0028 | 0301 | CS | 1 | BurnedInAnnotation
0028 | 0402 | CS | 1 | PixelSpacingCalibrationType
0028 | 0404 | LO | 1 | PixelSpacingCalibrationDescription
0028 | 1040 | CS | 1 | PixelIntensityRelationship
0028 | 1041 | SS | 1 | PixelIntensityRelationshipSign
0028 | 1050 | DS | 1-n | WindowCenter
0028 | 1051 | DS | 1-n | WindowWidth
0028 | 1052 | DS | 1 | RescaleIntercept
0028 | 1053 | DS | 1 | RescaleSlope
0028 | 1054 | LO | 1 | RescaleType
0028 | 1055 | LO | 1-n | WindowCenter&WidthExplanation
0028 | 1056 | CS | 1 | VOILUTFunction
0028 | 1080 | LT | 1 | GrayScale
0028 | 1090 | CS | 1 | RecommendedViewingMode
0028 | 1100 | US | 3 | GrayLookupTableDescriptor
0028 | 1101 | US | 3 | RedPaletteColorLookupTableDescriptor
0028 | 1102 | US | 3 | GreenPaletteColorLookupTableDescriptor
0028 | 1103 | US | 3 | BluePaletteColorLookupTableDescriptor
0028 | 1199 | UI | 1 | PaletteColorLookupTableUID
0028 | 1200 | OW | 1 | GrayLookupTableData
0028 | 1201 | OW | 1 | RedPaletteColorLookupTableData
0028 | 1202 | OW | 1 | GreenPaletteColorLookupTableData
0028 | 1203 | OW | 1 | BluePaletteColorLookupTableData
0028 | 1221 | OW | 1 | SegmentedRedPaletteColorLookupTableData
0028 | 1222 | OW | 1 | SegmentedGreenPaletteColorLookupTableData
0028 | 1223 | OW | 1 | SegmentedBluePaletteColorLookupTableData
0028 | 1300 | CS | 1 | ImplantPresent
0028 | 1350 | CS | 1 | PartialView
0028 | 1351 | ST | 1 | PartialViewDescription
0028 | 1352 | SQ | 1 | PartialViewCodeSequence
0028 | 135A | CS | 1 | SpatialLocationsPreserved
0028 | 2000 | OB | 1 | ICCProfile
0028 | 2110 | CS | 1 | LossyImageCompression
0028 | 2112 | DS | 1-n | LossyImageCompressionRatio
0028 | 2114 | CS | 1-n | LossyImageCompressionMethod
0028 | 3000 | SQ | 1 | ModalityLUTSequence
0028 | 3002 | US | 3 | LUTDescriptor
0028 | 3003 | LO | 1 | LUTExplanation
0028 | 3004 | LO | 1 | ModalityLUTType
0028 | 3006 | OW | 1 | LUTData
0028 | 3010 | SQ | 1 | VOILUTSequence
0028 | 3110 | SQ | 1 | SoftcopyVOILUTSequence
0028 | 4000 | LT | 1 | ImagePresentationComments
0028 | 5000 | SQ | 1 | BiPlaneAcquisitionSequence
0028 | 6010 | US | 1 | RepresentativeFrameNumber
0028 | 6020 | US | 1-n | FrameNumbersOfInterestFOI
0028 | 6022 | LO | 1-n | FramesOfInterestDescription
0028 | 6023 | CS | 1-n | FrameOfInterestType
0028 | 6030 | US | 1-n | MaskPointers
0028 | 6040 | US | 1-n | RWavePointer
0028 | 6100 | SQ | 1 | MaskSubtractionSequence
0028 | 6101 | CS | 1 | MaskOperation
0028 | 6102 | US | 2-2n | ApplicableFrameRange
0028 | 6110 | US | 1-n | MaskFrameNumbers
0028 | 6112 | US | 1 | ContrastFrameAveraging
0028 | 6114 | FL | 2 | MaskSubPixelShift
0028 | 6120 | SS | 1 | TIDOffset
0028 | 6190 | ST | 1 | MaskOperationExplanation
0028 | 9001 | UL | 1 | DataPointRows
0028 | 9002 | UL | 1 | DataPointColumns
0028 | 9003 | CS | 1 | SignalDomaInColumns
0028 | 9099 | US | 1 | LargestMonochromePixelValue
0028 | 9108 | CS | 1 | DataRepresentation
0028 | 9110 | SQ | 1 | PixelMeasuresSequence
0028 | 9132 | SQ | 1 | FrameVOILUTSequence
0028 | 9145 | SQ | 1 | PixelValueTransformationSequence
0028 | 9235 | CS | 1 | SignalDomaInRows
0029 | 0000 | UL | 1 | GroupLength
0029 | 1108 | CS | 1 | MedComHeaderType
0029 | 1109 | LO | 1 | MedComHeaderVersion
0029 | 1110 | CS | 1 | WindowStyle
0029 | 1120 | CS | 3 | PixelQualityCode
0029 | 1122 | IS | 3 | PixelQualityValue
0029 | 1131 | LO | 1 | PMTFInformation1
0029 | 1132 | UL | 1 | PMTFInformation2
0029 | 1133 | UL | 1 | PMTFInformation3
0029 | 1134 | CS | 1 | PMTFInformation4
0029 | 1135 | UL | 1 | PMTFInformation5
0029 | 1140 | SQ | 1 | ApplicationHeaderSequence
0029 | 1141 | CS | 1 | ApplicationHeaderType
0029 | 1142 | LO | 1 | ApplicationHeaderID
0029 | 1143 | LO | 1 | ApplicationHeaderVersion
0029 | 1144 | OB | 1 | ApplicationHeaderInfo
0029 | 1150 | LO | 8 | WorkflowControlFlags
0029 | 1151 | CS | 1 | ArchiveManagementFlagKeepOnline
0029 | 1152 | CS | 1 | ArchiveManagementFlagDoNotArchive
0029 | 1153 | CS | 1 | ImageLocationStatus
0029 | 1154 | DS | 1 | EstimatedRetrieveTime
0029 | 1155 | DS | 1 | DataSizeOfRetrievedImages
0029 | 1160 | LO | 1 | Splash
0032 | 0000 | UL | 1 | GroupLength
0032 | 000A | CS | 1 | StudyStatusID
0032 | 000C | CS | 1 | StudyPriorityID
0032 | 0012 | LO | 1 | StudyIDIssuer
0032 | 0032 | DA | 1 | StudyVerifiedDate
0032 | 0033 | TM | 1 | StudyVerifiedTime
0032 | 0034 | DA | 1 | StudyReadDate
0032 | 0035 | TM | 1 | StudyReadTime
0032 | 1000 | DA | 1 | ScheduledStudyStartDate
0032 | 1001 | TM | 1 | ScheduledStudyStartTime
0032 | 1010 | DA | 1 | ScheduledStudyStopDate
0032 | 1011 | TM | 1 | ScheduledStudyStopTime
0032 | 1020 | LO | 1 | ScheduledStudyLocation
0032 | 1021 | AE | 1-n | ScheduledStudyLocationAETitle
0032 | 1030 | LO | 1 | ReasonForStudy
0032 | 1031 | SQ | 1 | RequestingPhysicianIdentificationSequence
0032 | 1032 | PN | 1 | RequestingPhysician
0032 | 1033 | LO | 1 | RequestingService
0032 | 1040 | DA | 1 | StudyArrivalDate
0032 | 1041 | TM | 1 | StudyArrivalTime
0032 | 1050 | DA | 1 | StudyCompletionDate
0032 | 1051 | TM | 1 | StudyCompletionTime
0032 | 1055 | CS | 1 | StudyComponentStatusID
0032 | 1060 | LO | 1 | RequestedProcedureDescription
0032 | 1064 | SQ | 1 | RequestedProcedureCodeSequence
0032 | 1070 | LO | 1 | RequestedContrastAgent
0032 | 4000 | LT | 1 | StudyComments
0038 | 0000 | UL | 1 | GroupLength
0038 | 0004 | SQ | 1 | ReferencedPatientAliasSequence
0038 | 0008 | CS | 1 | VisitStatusID
0038 | 0010 | LO | 1 | AdmissionID
0038 | 0011 | LO | 1 | IssuerOfAdmissionID
0038 | 0016 | LO | 1 | RouteOfAdmissions
0038 | 001A | DA | 1 | ScheduledAdmissionDate
0038 | 001B | TM | 1 | ScheduledAdmissionTime
0038 | 001C | DA | 1 | ScheduledDischargeDate
0038 | 001D | TM | 1 | ScheduledDischargeTime
0038 | 001E | LO | 1 | ScheduledPatientInstitutionResidence
0038 | 0020 | DA | 1 | AdmittingDate
0038 | 0021 | TM | 1 | AdmittingTime
0038 | 0030 | DA | 1 | DischargeDate
0038 | 0032 | TM | 1 | DischargeTime
0038 | 0040 | LO | 1 | DischargeDiagnosisDescription
0038 | 0044 | SQ | 1 | DischargeDiagnosisCodeSequence
0038 | 0050 | LO | 1 | SpecialNeeds
0038 | 0100 | SQ | 1 | PertinentDocumentsSequence
0038 | 0300 | LO | 1 | CurrentPatientLocation
0038 | 0400 | LO | 1 | PatientsInstitutionResidence
0038 | 0500 | LO | 1 | PatientState
0038 | 0502 | SQ | 1 | PatientClinicalTrialParticipationSequence
0038 | 4000 | LT | 1 | VisitComments
003A | 0004 | CS | 1 | WaveformOriginality
003A | 0005 | US | 1 | NumberOfWaveformChannels
003A | 0010 | UL | 1 | NumberOfWaveformSamples
003A | 001A | DS | 1 | SamplingFrequency
003A | 0020 | SH | 1 | MultiplexGroupLabel
003A | 0200 | SQ | 1 | ChannelDefinitionSequence
003A | 0202 | IS | 1 | WaveformChannelNumber
003A | 0203 | SH | 1 | ChannelLabel
003A | 0205 | CS | 1-n | ChannelStatus
003A | 0208 | SQ | 1 | ChannelSourceSequence
003A | 0209 | SQ | 1 | ChannelSourceModifiersSequence
003A | 020A | SQ | 1 | SourceWaveformSequence
003A | 020C | LO | 1 | ChannelDerivationDescription
003A | 0210 | DS | 1 | ChannelSensitivity
003A | 0211 | SQ | 1 | ChannelSensitivityUnitsSequence
003A | 0212 | DS | 1 | ChannelSensitivityCorrectionFactor
003A | 0213 | DS | 1 | ChannelBaseline
003A | 0214 | DS | 1 | ChannelTimeSkew
003A | 0215 | DS | 1 | ChannelSampleSkew
003A | 0218 | DS | 1 | ChannelOffset
003A | 021A | US | 1 | WaveformBitsStored
003A | 0220 | DS | 1 | FilterLowFrequency
003A | 0221 | DS | 1 | FilterHighFrequency
003A | 0222 | DS | 1 | NotchFilterFrequency
003A | 0223 | DS | 1 | NotchFilterBandwidth
003A | 0300 | SQ | 1 | MultiplexedAudioChannelsDescriptionCodeSequence
003A | 0301 | IS | 1 | ChannelIdentificationCode
003A | 0302 | CS | 1 | ChannelMode
0040 | 0000 | UL | 1 | GroupLength
0040 | 0001 | AE | 1-n | ScheduledStationAETitle
0040 | 0002 | DA | 1 | ScheduledProcedureStepStartDate
0040 | 0003 | TM | 1 | ScheduledProcedureStepStartTime
0040 | 0004 | DA | 1 | ScheduledProcedureStepEndDate
0040 | 0005 | TM | 1 | ScheduledProcedureStepEndTime
0040 | 0006 | PN | 1 | ScheduledPerformingPhysiciansName
0040 | 0007 | LO | 1 | ScheduledProcedureStepDescription
0040 | 0008 | SQ | 1 | ScheduledProtocolCodeSequence
0040 | 0009 | SH | 1 | ScheduledProcedureStepID
0040 | 000A | SQ | 1 | StageCodeSequence
0040 | 000B | SQ | 1 | ScheduledPerformingPhysicianIdentificationSequence
0040 | 0010 | SH | 1-n | ScheduledStationName
0040 | 0011 | SH | 1 | ScheduledProcedureStepLocation
0040 | 0012 | LO | 1 | PreMedication
0040 | 0020 | CS | 1 | ScheduledProcedureStepStatus
0040 | 0100 | SQ | 1 | ScheduledProcedureStepSequence
0040 | 0220 | SQ | 1 | ReferencedNonImageCompositeSOPInstanceSequence
0040 | 0241 | AE | 1 | PerformedStationAETitle
0040 | 0242 | SH | 1 | PerformedStationName
0040 | 0243 | SH | 1 | PerformedLocation
0040 | 0244 | DA | 1 | PerformedProcedureStepStartDate
0040 | 0245 | TM | 1 | PerformedProcedureStepStartTime
0040 | 0250 | DA | 1 | PerformedProcedureStepEndDate
0040 | 0251 | TM | 1 | PerformedProcedureStepEndTime
0040 | 0252 | CS | 1 | PerformedProcedureStepStatus
0040 | 0253 | SH | 1 | PerformedProcedureStepID
0040 | 0254 | LO | 1 | PerformedProcedureStepDescription
0040 | 0255 | LO | 1 | PerformedProcedureTypeDescription
0040 | 0260 | SQ | 1 | PerformedProtocolCodeSequence
0040 | 0270 | SQ | 1 | ScheduledStepAttributesSequence
0040 | 0275 | SQ | 1 | RequestAttributesSequence
0040 | 0280 | ST | 1 | CommentsonThePerformedProcedureStep
0040 | 0281 | SQ | 1 | PerformedProcedureStepDiscontinuationReasonCodeSequence
0040 | 0293 | SQ | 1 | QuantitySequence
0040 | 0294 | DS | 1 | Quantity
0040 | 0295 | SQ | 1 | MeasuringUnitsSequence
0040 | 0296 | SQ | 1 | BillingItemSequence
0040 | 0300 | US | 1 | TotalTimeOfFluoroscopy
0040 | 0301 | US | 1 | TotalNumberOfExposures
0040 | 0302 | US | 1 | EntranceDose
0040 | 0303 | US | 1-2 | ExposedArea
0040 | 0306 | DS | 1 | DistanceSourceToEntrance
0040 | 0307 | DS | 1 | DistanceSourceToSupport
0040 | 030E | SQ | 1 | ExposureDoseSequence
0040 | 0310 | ST | 1 | CommentsonRadiationDose
0040 | 0312 | DS | 1 | XrayOutput
0040 | 0314 | DS | 1 | HalfValueLayer
0040 | 0316 | DS | 1 | OrganDose
0040 | 0318 | CS | 1 | OrganExposed
0040 | 0320 | SQ | 1 | BillingProcedureStepSequence
0040 | 0321 | SQ | 1 | FilmConsumptionSequence
0040 | 0324 | SQ | 1 | BillingSuppliesandDevicesSequence
0040 | 0330 | SQ | 1 | ReferencedProcedureStepSequence
0040 | 0340 | SQ | 1 | PerformedSeriesSequence
0040 | 0400 | LT | 1 | CommentsonTheScheduledProcedureStep
0040 | 0440 | SQ | 1 | ProtocolContextSequence
0040 | 0441 | SQ | 1 | ContentItemModifierSequence
0040 | 050A | LO | 1 | SpecimenAccessionNumber
0040 | 0550 | SQ | 1 | SpecimenSequence
0040 | 0551 | LO | 1 | SpecimenIdentifier
0040 | 0555 | SQ | 1 | AcquisitionContextSequence
0040 | 0556 | ST | 1 | AcquisitionContextDescription
0040 | 059A | SQ | 1 | SpecimenTypeCodeSequence
0040 | 06FA | LO | 1 | SlideIdentifier
0040 | 071A | SQ | 1 | ImageCenterPointCoordinatesSequence
0040 | 072A | DS | 1 | XoffsetInSlideCoordinateSystem
0040 | 073A | DS | 1 | YoffsetInSlideCoordinateSystem
0040 | 074A | DS | 1 | ZoffsetInSlideCoordinateSystem
0040 | 08D8 | SQ | 1 | PixelSpacingSequence
0040 | 08DA | SQ | 1 | CoordinateSystemAxisCodeSequence
0040 | 08EA | SQ | 1 | MeasurementUnitsCodeSequence
0040 | 1001 | SH | 1 | RequestedProcedureID
0040 | 1002 | LO | 1 | ReasonForTheRequestedProcedure
0040 | 1003 | SH | 1 | RequestedProcedurePriority
0040 | 1004 | LO | 1 | PatientTransportArrangements
0040 | 1005 | LO | 1 | RequestedProcedureLocation
0040 | 1006 | SH | 1 | PlacerOrderNumberProcedure
0040 | 1007 | SH | 1 | FillerOrderNumberProcedure
0040 | 1008 | LO | 1 | ConfidentialityCode
0040 | 1009 | SH | 1 | ReportingPriority
0040 | 100A | SQ | 1 | ReasonForRequestedProcedureCodeSequence
0040 | 1010 | PN | 1-n | NamesOfIntendedRecipientsOfResults
0040 | 1011 | SQ | 1 | IntendedRecipientsOfResultsIdentificationSequence
0040 | 1101 | SQ | 1 | PersonIdentificationCodeSequence
0040 | 1102 | ST | 1 | PersonsAddress
0040 | 1103 | LO | 1-n | PersonsTelephoneNumbers
0040 | 1400 | LT | 1 | RequestedProcedureComments
0040 | 2001 | LO | 1 | ReasonForTheImagingServiceRequest
0040 | 2004 | DA | 1 | IssueDateOfImagingServiceRequest
0040 | 2005 | TM | 1 | IssueTimeOfImagingServiceRequest
0040 | 2006 | SH | 1 | PlacerOrderNumberImagingServiceRequest
0040 | 2007 | SH | 1 | FillerOrderNumberImagingServiceRequest
0040 | 2008 | PN | 1 | OrderEnteredBy
0040 | 2009 | SH | 1 | OrderEnterersLocation
0040 | 2010 | SH | 1 | OrderCallbackPhoneNumber
0040 | 2016 | LO | 1 | PlacerOrderNumberImagingServiceRequest
0040 | 2017 | LO | 1 | FillerOrderNumberImagingServiceRequest
0040 | 2400 | LT | 1 | ImagingServiceRequestComments
0040 | 3001 | LO | 1 | ConfidentialityConstraintOnPatientDataDescription
0040 | 4001 | CS | 1 | GeneralPurposeScheduledProcedureStepStatus
0040 | 4002 | CS | 1 | GeneralPurposePerformedProcedureStepStatus
0040 | 4003 | CS | 1 | GeneralPurposeScheduledProcedureStepPriority
0040 | 4004 | SQ | 1 | ScheduledProcessingApplicationsCodeSequence
0040 | 4005 | DT | 1 | ScheduledProcedureStepStartDateAndTime
0040 | 4006 | CS | 1 | MultipleCopiesFlag
0040 | 4007 | SQ | 1 | PerformedProcessingApplicationsCodeSequence
0040 | 4009 | SQ | 1 | HumanPerformerCodeSequence
0040 | 4010 | DT | 1 | ScheduledProcedureStepModificationDateAndTime
0040 | 4011 | DT | 1 | ExpectedCompletionDateandTime
0040 | 4015 | SQ | 1 | ResultingGeneralPurposePerformedProcedureStepsSequence
0040 | 4016 | SQ | 1 | ReferencedGeneralPurposeScheduledProcedureStepSequence
0040 | 4018 | SQ | 1 | ScheduledWorkitemCodeSequence
0040 | 4019 | SQ | 1 | PerformedWorkitemCodeSequence
0040 | 4020 | CS | 1 | InputAvailabilityFlag
0040 | 4021 | SQ | 1 | InputInformationSequence
0040 | 4022 | SQ | 1 | RelevantInformationSequence
0040 | 4023 | UI | 1 | ReferencedGeneralPurposeScheduledProcedureStepTransactionUID
0040 | 4025 | SQ | 1 | ScheduledStationNameCodeSequence
0040 | 4026 | SQ | 1 | ScheduledStationClassCodeSequence
0040 | 4027 | SQ | 1 | ScheduledStationGeographicLocationCodeSequence
0040 | 4028 | SQ | 1 | PerformedStationNameCodeSequence
0040 | 4029 | SQ | 1 | PerformedStationClassCodeSequence
0040 | 4030 | SQ | 1 | PerformedStationGeographicLocationCodeSequence
0040 | 4031 | SQ | 1 | RequestedSubsequentWorkitemCodeSequence
0040 | 4032 | SQ | 1 | NonDICOMOutputCodeSequence
0040 | 4033 | SQ | 1 | OutputInformationSequence
0040 | 4034 | SQ | 1 | ScheduledHumanPerformersSequence
0040 | 4035 | SQ | 1 | ActualHumanPerformersSequence
0040 | 4036 | LO | 1 | HumanPerformersOrganization
0040 | 4037 | PN | 1 | HumanPerformersName
0040 | 8302 | DS | 1 | EntranceDoseInmGy
0040 | 9094 | SQ | 1 | ReferencedImageRealWorldValueMappingSequence
0040 | 9096 | SQ | 1 | RealWorldValueMappingSequence
0040 | 9098 | SQ | 1 | PixelValueMappingCodeSequence
0040 | 9210 | SH | 1 | LUTLabel
0040 | 9211 | US | 1 | RealWorldValueLastValueMapped
0040 | 9212 | FD | 1-n | RealWorldValueLUTData
0040 | 9216 | US | 1 | RealWorldValueFirstValueMapped
0040 | 9224 | FD | 1 | RealWorldValueIntercept
0040 | 9225 | FD | 1 | RealWorldValueSlope
0040 | A010 | CS | 1 | RelationshipType
0040 | A027 | LO | 1 | VerifyingOrganization
0040 | A030 | DT | 1 | VerificationDateTime
0040 | A032 | DT | 1 | ObservationDateTime
0040 | A040 | CS | 1 | ValueType
0040 | A043 | SQ | 1 | ConceptNameCodeSequence
0040 | A050 | CS | 1 | ContinuityOfContent
0040 | A073 | SQ | 1 | VerifyingObserverSequence
0040 | A075 | PN | 1 | VerifyingObserverName
0040 | A088 | SQ | 1 | VerifyingObserverIdentificationCodeSequence
0040 | A0B0 | US | 2-2n | ReferencedWaveformChannels
0040 | A120 | DT | 1 | DateTime
0040 | A121 | DA | 1 | Date
0040 | A122 | TM | 1 | Time
0040 | A123 | PN | 1 | PersonName
0040 | A124 | UI | 1 | UID
0040 | A130 | CS | 1 | TemporalRangeType
0040 | A132 | UL | 1-n | ReferencedSamplePositions
0040 | A136 | US | 1-n | ReferencedFrameNumbers
0040 | A138 | DS | 1-n | ReferencedTimeOffsets
0040 | A13A | DT | 1-n | ReferencedDatetime
0040 | A160 | UT | 1 | TextValue
0040 | A168 | SQ | 1 | ConceptCodeSequence
0040 | A170 | SQ | 1 | PurposeOfReferenceCodeSequence
0040 | A180 | US | 1 | AnnotationGroupNumber
0040 | A195 | SQ | 1 | ModifierCodeSequence
0040 | A300 | SQ | 1 | MeasuredValueSequence
0040 | A301 | SQ | 1 | NumericValueQualifierCodeSequence
0040 | A30A | DS | 1-n | NumericValue
0040 | A360 | SQ | 1 | PredecessorDocumentsSequence
0040 | A370 | SQ | 1 | ReferencedRequestSequence
0040 | A372 | SQ | 1 | PerformedProcedureCodeSequence
0040 | A375 | SQ | 1 | CurrentRequestedProcedureEvidenceSequence
0040 | A385 | SQ | 1 | PertinentOtherEvidenceSequence
0040 | A390 | SQ | 1 | HL7StructuredDocumentReferenceSequence
0040 | A491 | CS | 1 | CompletionFlag
0040 | A492 | LO | 1 | CompletionFlagDescription
0040 | A493 | CS | 1 | VerificationFlag
0040 | A504 | SQ | 1 | ContentTemplateSequence
0040 | A525 | SQ | 1 | IdenticalDocumentsSequence
0040 | A730 | SQ | 1 | ContentSequence
0040 | B020 | SQ | 1 | AnnotationSequence
0040 | DB00 | CS | 1 | TemplateIdentifier
0040 | DB06 | DT | 1 | TemplateVersion
0040 | DB07 | DT | 1 | TemplateLocalVersion
0040 | DB0B | CS | 1 | TemplateExtensionFlag
0040 | DB0C | UI | 1 | TemplateExtensionOrganizationUID
0040 | DB0D | UI | 1 | TemplateExtensionCreatorUID
0040 | DB73 | UL | 1-n | ReferencedContentItemIdentifier
0040 | E001 | ST | 1 | HL7InstanceNumber
0040 | E004 | DT | 1 | HL7DocumentEffectiveTime
0040 | E006 | SQ | 1 | HL7DocumentTypeCodeSequence
0040 | E010 | UT | 1 | RetrieveUR
0042 | 0000 | UL | 1 | GroupLength
0042 | 0010 | ST | 1 | DocumentTitle
0042 | 0011 | OB | 1 | EncapsulatedDocument
0042 | 0012 | LO | 1 | MIMETypeOfEncapsulatedDocument
0042 | 0013 | SQ | 1 | SourceInstanceSequence
0050 | 0000 | UL | 1 | GroupLength
0050 | 0004 | CS | 1 | CalibrationImage
0050 | 0010 | SQ | 1 | DeviceSequence
0050 | 0014 | DS | 1 | DeviceLength
0050 | 0016 | DS | 1 | DeviceDiameter
0050 | 0017 | CS | 1 | DeviceDiameterUnits
0050 | 0018 | DS | 1 | DeviceVolume
0050 | 0019 | DS | 1 | InterMarkerDistance
0050 | 0020 | LO | 1 | DeviceDescription
0054 | 0000 | UL | 1 | GroupLength
0054 | 0010 | US | 1-n | EnergyWindowVector
0054 | 0011 | US | 1 | NumberOfEnergyWindows
0054 | 0012 | SQ | 1 | EnergyWindowInformationSequence
0054 | 0013 | SQ | 1 | EnergyWindowRangeSequence
0054 | 0014 | DS | 1 | EnergyWindowLowerLimit
0054 | 0015 | DS | 1 | EnergyWindowUpperLimit
0054 | 0016 | SQ | 1 | RadiopharmaceuticalInformationSequence
0054 | 0017 | IS | 1 | ResidualSyringeCounts
0054 | 0018 | SH | 1 | EnergyWindowName
0054 | 0020 | US | 1-n | DetectorVector
0054 | 0021 | US | 1 | NumberOfDetectors
0054 | 0022 | SQ | 1 | DetectorInformationSequence
0054 | 0030 | US | 1-n | PhaseVector
0054 | 0031 | US | 1 | NumberOfPhases
0054 | 0032 | SQ | 1 | PhaseInformationSequence
0054 | 0033 | US | 1 | NumberOfFramesInPhase
0054 | 0036 | IS | 1 | PhaseDelay
0054 | 0038 | IS | 1 | PauseBetweenFrames
0054 | 0039 | CS | 1 | PhaseDescription
0054 | 0050 | US | 1-n | RotationVector
0054 | 0051 | US | 1 | NumberOfRotations
0054 | 0052 | SQ | 1 | RotationInformationSequence
0054 | 0053 | US | 1 | NumberOfFramesInRotation
0054 | 0060 | US | 1-n | RRIntervalVector
0054 | 0061 | US | 1 | NumberOfRRIntervals
0054 | 0062 | SQ | 1 | GatedInformationSequence
0054 | 0063 | SQ | 1 | DataInformationSequence
0054 | 0070 | US | 1-n | TimeSlotVector
0054 | 0071 | US | 1 | NumberOfTimeSlots
0054 | 0072 | SQ | 1 | TimeSlotInformationSequence
0054 | 0073 | DS | 1 | TimeSlotTime
0054 | 0080 | US | 1-n | SliceVector
0054 | 0081 | US | 1 | NumberOfSlices
0054 | 0090 | US | 1-n | AngularViewVector
0054 | 0100 | US | 1-n | TimeSliceVector
0054 | 0101 | US | 1 | NumberOfTimeSlices
0054 | 0200 | DS | 1 | StartAngle
0054 | 0202 | CS | 1 | TypeOfDetectorMotion
0054 | 0210 | IS | 1-n | TriggerVector
0054 | 0211 | US | 1 | NumberOfTriggersInPhase
0054 | 0220 | SQ | 1 | ViewCodeSequence
0054 | 0222 | SQ | 1 | ViewModifierCodeSequence
0054 | 0300 | SQ | 1 | RadionuclideCodeSequence
0054 | 0302 | SQ | 1 | AdministrationRouteCodeSequence
0054 | 0304 | SQ | 1 | RadiopharmaceuticalCodeSequence
0054 | 0306 | SQ | 1 | CalibrationDataSequence
0054 | 0308 | US | 1 | EnergyWindowNumber
0054 | 0400 | SH | 1 | ImageID
0054 | 0410 | SQ | 1 | PatientOrientationCodeSequence
0054 | 0412 | SQ | 1 | PatientOrientationModifierCodeSequence
0054 | 0414 | SQ | 1 | PatientGantryRelationshipCodeSequence
0054 | 0500 | CS | 1 | SliceProgressionDirection
0054 | 1000 | CS | 2 | SeriesType
0054 | 1001 | CS | 1 | Units
0054 | 1002 | CS | 1 | CountsSource
0054 | 1004 | CS | 1 | ReprojectionMethod
0054 | 1100 | CS | 1 | RandomsCorrectionMethod
0054 | 1101 | LO | 1 | AttenuationCorrectionMethod
0054 | 1102 | CS | 1 | DecayCorrection
0054 | 1103 | LO | 1 | ReconstructionMethod
0054 | 1104 | LO | 1 | DetectorLinesOfResponseUsed
0054 | 1105 | LO | 1 | ScatterCorrectionMethod
0054 | 1200 | DS | 1 | AxialAcceptance
0054 | 1201 | IS | 2 | AxialMash
0054 | 1202 | IS | 1 | TransverseMash
0054 | 1203 | DS | 2 | DetectorElementSize
0054 | 1210 | DS | 1 | CoincidenceWindowWidth
0054 | 1220 | CS | 1-n | SecondaryCountsType
0054 | 1300 | DS | 1 | FrameReferenceTime
0054 | 1310 | IS | 1 | PrimaryPromptsCountsAccumulated
0054 | 1311 | IS | 1-n | SecondaryCountsAccumulated
0054 | 1320 | DS | 1 | SliceSensitivityFactor
0054 | 1321 | DS | 1 | DecayFactor
0054 | 1322 | DS | 1 | DoseCalibrationFactor
0054 | 1323 | DS | 1 | ScatterFractionFactor
0054 | 1324 | DS | 1 | DeadTimeFactor
0054 | 1330 | US | 1 | ImageIndex
0054 | 1400 | CS | 1-n | CountsIncluded
0054 | 1401 | CS | 1 | DeadTimeCorrectionFlag
0060 | 3000 | SQ | 1 | HistogramSequence
0060 | 3002 | US | 1 | HistogramNumberOfBins
0060 | 3004 | US | 1 | HistogramFirstBInValue
0060 | 3006 | US | 1 | HistogramLastBInValue
0060 | 3008 | US | 1 | HistogramBInWidth
0060 | 3010 | LO | 1 | HistogramExplanation
0060 | 3020 | UL | 1-n | HistogramData
0070 | 0000 | UL | 1 | GroupLength
0070 | 0001 | SQ | 1 | GraphicAnnotationSequence
0070 | 0002 | CS | 1 | GraphicLayer
0070 | 0003 | CS | 1 | BoundingBoxAnnotationUnits
0070 | 0004 | CS | 1 | AnchorPointAnnotationUnits
0070 | 0005 | CS | 1 | GraphicAnnotationUnits
0070 | 0006 | ST | 1 | UnformattedTextValue
0070 | 0008 | SQ | 1 | TextObjectSequence
0070 | 0009 | SQ | 1 | GraphicObjectSequence
0070 | 0010 | FL | 2 | BoundingBoxTopLeftHandCorner
0070 | 0011 | FL | 2 | BoundingBoxBottomRightHandCorner
0070 | 0012 | CS | 1 | BoundingBoxTextHorizontalJustification
0070 | 0014 | FL | 2 | AnchorPoint
0070 | 0015 | CS | 1 | AnchorPointVisibility
0070 | 0020 | US | 1 | GraphicDimensions
0070 | 0021 | US | 1 | NumberOfGraphicPoints
0070 | 0022 | FL | 2-n | GraphicData
0070 | 0023 | CS | 1 | GraphicType
0070 | 0024 | CS | 1 | GraphicFilled
0070 | 0041 | CS | 1 | ImageHorizontalFlip
0070 | 0042 | US | 1 | ImageRotation
0070 | 0052 | SL | 2 | DisplayedAreaTopLeftHandCorner
0070 | 0053 | SL | 2 | DisplayedAreaBottomRightHandCorner
0070 | 005A | SQ | 1 | DisplayedAreaSelectionSequence
0070 | 0060 | SQ | 1 | GraphicLayerSequence
0070 | 0062 | IS | 1 | GraphicLayerOrder
0070 | 0066 | US | 1 | GraphicLayerRecommendedDisplayGrayscaleValue
0070 | 0067 | US | 3 | GraphicLayerRecommendedDisplayRGBValue
0070 | 0068 | LO | 1 | GraphicLayerDescription
0070 | 0080 | CS | 1 | ContentLabel
0070 | 0081 | LO | 1 | ContentDescription
0070 | 0082 | DA | 1 | PresentationCreationDate
0070 | 0083 | TM | 1 | PresentationCreationTime
0070 | 0084 | PN | 1 | ContentCreatorsName
0070 | 0086 | SQ | 1 | ContentCreatorsIdentificationCodeSequence
0070 | 0100 | CS | 1 | PresentationSizeMode
0070 | 0101 | DS | 2 | PresentationPixelSpacing
0070 | 0102 | IS | 2 | PresentationPixelAspectRatio
0070 | 0103 | FL | 1 | PresentationPixelMagnificationRatio
0070 | 0306 | CS | 1 | ShapeType
0070 | 0308 | SQ | 1 | RegistrationSequence
0070 | 0309 | SQ | 1 | MatrixRegistrationSequence
0070 | 030A | SQ | 1 | MatrixSequence
0070 | 030C | CS | 1 | FrameOfReferenceTransformationMatrixType
0070 | 030D | SQ | 1 | RegistrationTypeCodeSequence
0070 | 030F | ST | 1 | FiducialDescription
0070 | 0310 | SH | 1 | FiducialIdentifier
0070 | 0311 | SQ | 1 | FiducialIdentifierCodeSequence
0070 | 0312 | FD | 1 | ContourUncertaintyRadius
0070 | 0314 | SQ | 1 | UsedFiducialsSequence
0070 | 0318 | SQ | 1 | GraphicCoordinatesDataSequence
0070 | 031A | UI | 1 | FiducialUID
0070 | 031C | SQ | 1 | FiducialSetSequence
0070 | 031E | SQ | 1 | FiducialSequence
0088 | 0000 | UL | 1 | GroupLength
0088 | 0130 | SH | 1 | StorageMediaFileSetID
0088 | 0140 | UI | 1 | StorageMediaFileSetUID
0088 | 0200 | SQ | 1 | IconImageSequence
0088 | 0904 | LO | 1 | TopicTitle
0088 | 0906 | ST | 1 | TopicSubject
0088 | 0910 | LO | 1 | TopicAuthor
0088 | 0912 | LO | 1-32 | TopicKeywords
0100 | 0410 | CS | 1 | SOPInstanceStatus
0100 | 0420 | DT | 1 | SOPAuthorizationDateandTime
0100 | 0424 | LT | 1 | SOPAuthorizationComment
0100 | 0426 | LO | 1 | AuthorizationEquipmentCertificationNumber
0400 | 0005 | US | 1 | MACIDNumber
0400 | 0010 | UI | 1 | MACCalculationTransferSyntaxUID
0400 | 0015 | CS | 1 | MACAlgorithm
0400 | 0020 | AT | 1-n | DataElementsSigned
0400 | 0100 | UI | 1 | DigitalSignatureUID
0400 | 0105 | DT | 1 | DigitalSignatureDateTime
0400 | 0110 | CS | 1 | CertificateType
0400 | 0115 | OB | 1 | CertificateOfSigner
0400 | 0120 | OB | 1 | Signature
0400 | 0305 | CS | 1 | CertifiedTimestampType
0400 | 0310 | OB | 1 | CertifiedTimestamp
0400 | 0401 | SQ | 1 | DigitalSignaturePurposeCodeSequence
0400 | 0402 | SQ | 1 | ReferencedDigitalSignatureSequence
0400 | 0403 | SQ | 1 | ReferencedSOPInstanceMACSequence
0400 | 0404 | OB | 1 | MAC
0400 | 0500 | SQ | 1 | EncryptedAttributesSequence
0400 | 0510 | UI | 1 | EncryptedContentTransferSyntaxUID
0400 | 0520 | OB | 1 | EncryptedContent
0400 | 0550 | SQ | 1 | ModifiedAttributesSequence
2000 | 0010 | IS | 1 | NumberOfCopies
2000 | 001E | SQ | 1 | PrinterConfigurationSequence
2000 | 0020 | CS | 1 | PrintPriority
2000 | 0030 | CS | 1 | MediumType
2000 | 0040 | CS | 1 | FilmDestination
2000 | 0050 | LO | 1 | FilmSessionLabel
2000 | 0060 | IS | 1 | MemoryAllocation
2000 | 0061 | IS | 1 | MaximumMemoryAllocation
2000 | 0062 | CS | 1 | ColorImagePrintingFlag
2000 | 0063 | CS | 1 | CollationFlag
2000 | 0065 | CS | 1 | AnnotationFlag
2000 | 0067 | CS | 1 | ImageOverlayFlag
2000 | 0069 | CS | 1 | PresentationLUTFlag
2000 | 006A | CS | 1 | ImageBoxPresentationLUTFlag
2000 | 00A0 | US | 1 | MemoryBitDepth
2000 | 00A1 | US | 1 | PrintingBitDepth
2000 | 00A2 | SQ | 1 | MediaInstalledSequence
2000 | 00A4 | SQ | 1 | OtherMediaAvailableSequence
2000 | 00A8 | SQ | 1 | SupportedImageDisplayFormatsSequence
2000 | 0500 | SQ | 1 | ReferencedFilmBoxSequence
2000 | 0510 | SQ | 1 | ReferencedStoredPrintSequence
2010 | 0010 | ST | 1 | ImageDisplayFormat
2010 | 0030 | CS | 1 | AnnotationDisplayFormatID
2010 | 0040 | CS | 1 | FilmOrientation
2010 | 0050 | CS | 1 | FilmSizeID
2010 | 0052 | CS | 1 | PrinterResolutionID
2010 | 0054 | CS | 1 | DefaultPrinterResolutionID
2010 | 0060 | CS | 1 | MagnificationType
2010 | 0080 | CS | 1 | SmoothingType
2010 | 00A6 | CS | 1 | DefaultMagnificationType
2010 | 00A7 | CS | 1-n | OtherMagnificationTypesAvailable
2010 | 00A8 | CS | 1 | DefaultSmoothingType
2010 | 00A9 | CS | 1-n | OtherSmoothingTypesAvailable
2010 | 0100 | CS | 1 | BorderDensity
2010 | 0110 | CS | 1 | EmptyImageDensity
2010 | 0120 | US | 1 | MInDensity
2010 | 0130 | US | 1 | MaxDensity
2010 | 0140 | CS | 1 | Trim
2010 | 0150 | ST | 1 | ConfigurationInformation
2010 | 0152 | LT | 1 | ConfigurationInformationDescription
2010 | 0154 | IS | 1 | MaximumCollatedFilms
2010 | 015E | US | 1 | Illumination
2010 | 0160 | US | 1 | ReflectedAmbientLight
2010 | 0376 | DS | 2 | PrinterPixelSpacing
2010 | 0500 | SQ | 1 | ReferencedFilmSessionSequence
2010 | 0510 | SQ | 1 | ReferencedImageBoxSequence
2010 | 0520 | SQ | 1 | ReferencedBasicAnnotationBoxSequence
2020 | 0010 | US | 1 | ImagePosition
2020 | 0020 | CS | 1 | Polarity
2020 | 0030 | DS | 1 | RequestedImageSize
2020 | 0040 | CS | 1 | RequestedDecimateCropBehavior
2020 | 0050 | CS | 1 | RequestedResolutionID
2020 | 00A0 | CS | 1 | RequestedImageSizeFlag
2020 | 00A2 | CS | 1 | DecimateCropResult
2020 | 0110 | SQ | 1 | BasicGrayscaleImageSequence
2020 | 0111 | SQ | 1 | BasicColorImageSequence
2020 | 0130 | SQ | 1 | ReferencedImageOverlayBoxSequence
2020 | 0140 | SQ | 1 | ReferencedVOILUTBoxSequence
2030 | 0010 | US | 1 | AnnotationPosition
2030 | 0020 | LO | 1 | TextString
2040 | 0010 | SQ | 1 | ReferencedOverlayPlaneSequence
2040 | 0011 | US | 1-99 | ReferencedOverlayPlaneGroups
2040 | 0020 | SQ | 1 | OverlayPixelDataSequence
2040 | 0060 | CS | 1 | OverlayMagnificationType
2040 | 0070 | CS | 1 | OverlaySmoothingType
2040 | 0072 | CS | 1 | OverlayOrImageMagnification
2040 | 0074 | US | 1 | MagnifyToNumberOfColumns
2040 | 0080 | CS | 1 | OverlayForegroundDensity
2040 | 0082 | CS | 1 | OverlayBackgroundDensity
2040 | 0090 | CS | 1 | OverlayMode
2040 | 0100 | CS | 1 | ThresholdDensity
2040 | 0500 | SQ | 1 | ReferencedImageBoxSequence
2050 | 0010 | SQ | 1 | PresentationLUTSequence
2050 | 0020 | CS | 1 | PresentationLUTShape
2050 | 0500 | SQ | 1 | ReferencedPresentationLUTSequence
2100 | 0010 | SH | 1 | PrintJobID
2100 | 0020 | CS | 1 | ExecutionStatus
2100 | 0030 | CS | 1 | ExecutionStatusInfo
2100 | 0040 | DA | 1 | CreationDate
2100 | 0050 | TM | 1 | CreationTime
2100 | 0070 | AE | 1 | Originator
2100 | 0140 | AE | 1 | DestinationAE
2100 | 0160 | SH | 1 | OwnerID
2100 | 0170 | IS | 1 | NumberOfFilms
2100 | 0500 | SQ | 1 | ReferencedPrintJobSequence
2110 | 0010 | CS | 1 | PrinterStatus
2110 | 0020 | CS | 1 | PrinterStatusInfo
2110 | 0030 | LO | 1 | PrinterName
2110 | 0099 | SH | 1 | PrintQueueID
2120 | 0010 | CS | 1 | QueueStatus
2120 | 0050 | SQ | 1 | PrintJobDescriptionSequence
2120 | 0070 | SQ | 1 | ReferencedPrintJobSequence
2130 | 0010 | SQ | 1 | PrintManagementCapabilitiesSequence
2130 | 0015 | SQ | 1 | PrinterCharacteristicsSequence
2130 | 0030 | SQ | 1 | FilmBoxContentSequence
2130 | 0040 | SQ | 1 | ImageBoxContentSequence
2130 | 0050 | SQ | 1 | AnnotationContentSequence
2130 | 0060 | SQ | 1 | ImageOverlayBoxContentSequence
2130 | 0080 | SQ | 1 | PresentationLUTContentSequence
2130 | 00A0 | SQ | 1 | ProposedStudySequence
2130 | 00C0 | SQ | 1 | OriginalImageSequence
2200 | 0001 | CS | 1 | LabelUsingInformationExtractedFromInstances
2200 | 0002 | UT | 1 | LabelText
2200 | 0003 | CS | 1 | LabelStyleSelection
2200 | 0004 | LT | 1 | MediaDisposition
2200 | 0005 | LT | 1 | BarcodeValue
2200 | 0006 | CS | 1 | BarcodeSymbology
2200 | 0007 | CS | 1 | AllowMediaSplitting
2200 | 0008 | CS | 1 | IncludeNonDICOMObjects
2200 | 0009 | CS | 1 | IncludeDisplayApplication
2200 | 000A | CS | 1 | PreserveCompositeInstancesAfterMediaCreation
2200 | 000B | US | 1 | TotalNumberOfPiecesOfMediaCreated
2200 | 000C | LO | 1 | RequestedMediaApplicationProfile
2200 | 000D | SQ | 1 | ReferencedStorageMediaSequence
2200 | 000E | AT | 1-n | FailureAttributes
2200 | 000F | CS | 1 | AllowLossyCompression
2200 | 0020 | CS | 1 | RequestPriority
3002 | 0002 | SH | 1 | RTImageLabel
3002 | 0003 | LO | 1 | RTImageName
3002 | 0004 | ST | 1 | RTImageDescription
3002 | 000A | CS | 1 | ReportedValuesOrigin
3002 | 000C | CS | 1 | RTImagePlane
3002 | 000D | DS | 3 | XrayImageReceptorTranslation
3002 | 000E | DS | 1 | XrayImageReceptorAngle
3002 | 0010 | DS | 6 | RTImageOrientation
3002 | 0011 | DS | 2 | ImagePlanePixelSpacing
3002 | 0012 | DS | 2 | RTImagePosition
3002 | 0020 | SH | 1 | RadiationMachineName
3002 | 0022 | DS | 1 | RadiationMachineSAD
3002 | 0024 | DS | 1 | RadiationMachineSSD
3002 | 0026 | DS | 1 | RTImageSID
3002 | 0028 | DS | 1 | SourceToReferenceObjectDistance
3002 | 0029 | IS | 1 | FractionNumber
3002 | 0030 | SQ | 1 | ExposureSequence
3002 | 0032 | DS | 1 | MetersetExposure
3002 | 0034 | DS | 4 | DiaphragmPosition
3002 | 0040 | SQ | 1 | FluenceMapSequence
3002 | 0041 | CS | 1 | FluenceDataSource
3002 | 0042 | DS | 1 | FluenceDataScale
3004 | 0001 | CS | 1 | DVHType
3004 | 0002 | CS | 1 | DoseUnits
3004 | 0004 | CS | 1 | DoseType
3004 | 0006 | LO | 1 | DoseComment
3004 | 0008 | DS | 3 | NormalizationPoint
3004 | 000A | CS | 1 | DoseSummationType
3004 | 000C | DS | 2-n | GridFrameOffsetVector
3004 | 000E | DS | 1 | DoseGridScaling
3004 | 0010 | SQ | 1 | RTDoseROISequence
3004 | 0012 | DS | 1 | DoseValue
3004 | 0014 | CS | 1-3 | TissueHeterogeneityCorrection
3004 | 0040 | DS | 3 | DVHNormalizationPoint
3004 | 0042 | DS | 1 | DVHNormalizationDoseValue
3004 | 0050 | SQ | 1 | DVHSequence
3004 | 0052 | DS | 1 | DVHDoseScaling
3004 | 0054 | CS | 1 | DVHVolumeUnits
3004 | 0056 | IS | 1 | DVHNumberOfBins
3004 | 0058 | DS | 2-2n | DVHData
3004 | 0060 | SQ | 1 | DVHReferencedROISequence
3004 | 0062 | CS | 1 | DVHROIContributionType
3004 | 0070 | DS | 1 | DVHMinimumDose
3004 | 0072 | DS | 1 | DVHMaximumDose
3004 | 0074 | DS | 1 | DVHMeanDose
3006 | 0002 | SH | 1 | StructureSetLabel
3006 | 0004 | LO | 1 | StructureSetName
3006 | 0006 | ST | 1 | StructureSetDescription
3006 | 0008 | DA | 1 | StructureSetDate
3006 | 0009 | TM | 1 | StructureSetTime
3006 | 0010 | SQ | 1 | ReferencedFrameOfReferenceSequence
3006 | 0012 | SQ | 1 | RTReferencedStudySequence
3006 | 0014 | SQ | 1 | RTReferencedSeriesSequence
3006 | 0016 | SQ | 1 | ContourImageSequence
3006 | 0020 | SQ | 1 | StructureSetROISequence
3006 | 0022 | IS | 1 | ROINumber
3006 | 0024 | UI | 1 | ReferencedFrameOfReferenceUID
3006 | 0026 | LO | 1 | ROIName
3006 | 0028 | ST | 1 | ROIDescription
3006 | 002A | IS | 3 | ROIDisplayColor
3006 | 002C | DS | 1 | ROIVolume
3006 | 0030 | SQ | 1 | RTRelatedROISequence
3006 | 0033 | CS | 1 | RTROIRelationship
3006 | 0036 | CS | 1 | ROIGenerationAlgorithm
3006 | 0038 | LO | 1 | ROIGenerationDescription
3006 | 0039 | SQ | 1 | ROIContourSequence
3006 | 0040 | SQ | 1 | ContourSequence
3006 | 0042 | CS | 1 | ContourGeometricType
3006 | 0044 | DS | 1 | ContourSlabThickness
3006 | 0045 | DS | 3 | ContourOffsetVector
3006 | 0046 | IS | 1 | NumberOfContourPoints
3006 | 0048 | IS | 1 | ContourNumber
3006 | 0049 | IS | 1-n | AttachedContours
3006 | 0050 | DS | 3-3n | ContourData
3006 | 0080 | SQ | 1 | RTROIObservationsSequence
3006 | 0082 | IS | 1 | ObservationNumber
3006 | 0084 | IS | 1 | ReferencedROINumber
3006 | 0085 | SH | 1 | ROIObservationLabel
3006 | 0086 | SQ | 1 | RTROIIdentificationCodeSequence
3006 | 0088 | ST | 1 | ROIObservationDescription
3006 | 00A0 | SQ | 1 | RelatedRTROIObservationsSequence
3006 | 00A4 | CS | 1 | RTROIInterpretedType
3006 | 00A6 | PN | 1 | ROIInterpreter
3006 | 00B0 | SQ | 1 | ROIPhysicalPropertiesSequence
3006 | 00B2 | CS | 1 | ROIPhysicalProperty
3006 | 00B4 | DS | 1 | ROIPhysicalPropertyValue
3006 | 00C0 | SQ | 1 | FrameOfReferenceRelationshipSequence
3006 | 00C2 | UI | 1 | RelatedFrameOfReferenceUID
3006 | 00C4 | CS | 1 | FrameOfReferenceTransformationType
3006 | 00C6 | DS | 16 | FrameOfReferenceTransformationMatrix
3006 | 00C8 | LO | 1 | FrameOfReferenceTransformationComment
3008 | 0010 | SQ | 1 | MeasuredDoseReferenceSequence
3008 | 0012 | ST | 1 | MeasuredDoseDescription
3008 | 0014 | CS | 1 | MeasuredDoseType
3008 | 0016 | DS | 1 | MeasuredDoseValue
3008 | 0020 | SQ | 1 | TreatmentSessionBeamSequence
3008 | 0021 | SQ | 1 | TreatmentSessionIonBeamSequence
3008 | 0022 | IS | 1 | CurrentFractionNumber
3008 | 0024 | DA | 1 | TreatmentControlPointDate
3008 | 0025 | TM | 1 | TreatmentControlPointTime
3008 | 002A | CS | 1 | TreatmentTerminationStatus
3008 | 002B | SH | 1 | TreatmentTerminationCode
3008 | 002C | CS | 1 | TreatmentVerificationStatus
3008 | 0030 | SQ | 1 | ReferencedTreatmentRecordSequence
3008 | 0032 | DS | 1 | SpecifiedPrimaryMeterset
3008 | 0033 | DS | 1 | SpecifiedSecondaryMeterset
3008 | 0036 | DS | 1 | DeliveredPrimaryMeterset
3008 | 0037 | DS | 1 | DeliveredSecondaryMeterset
3008 | 003A | DS | 1 | SpecifiedTreatmentTime
3008 | 003B | DS | 1 | DeliveredTreatmentTime
3008 | 0040 | SQ | 1 | ControlPointDeliverySequence
3008 | 0041 | SQ | 1 | IonControlPointDeliverySequence
3008 | 0042 | DS | 1 | SpecifiedMeterset
3008 | 0044 | DS | 1 | DeliveredMeterset
3008 | 0045 | FL | 1 | MetersetRateSet
3008 | 0046 | FL | 1 | MetersetRateDelivered
3008 | 0047 | FL | 1-n | ScanSpotMetersetsDelivered
3008 | 0048 | DS | 1 | DoseRateDelivered
3008 | 0050 | SQ | 1 | TreatmentSummaryCalculatedDoseReferenceSequence
3008 | 0052 | DS | 1 | CumulativeDoseToDoseReference
3008 | 0054 | DA | 1 | FirstTreatmentDate
3008 | 0056 | DA | 1 | MostRecentTreatmentDate
3008 | 005A | IS | 1 | NumberOfFractionsDelivered
3008 | 0060 | SQ | 1 | OverrideSequence
3008 | 0061 | AT | 1 | ParameterSequencePointer
3008 | 0062 | AT | 1 | OverrideParameterPointer
3008 | 0063 | IS | 1 | ParameterItemIndex
3008 | 0064 | IS | 1 | MeasuredDoseReferenceNumber
3008 | 0066 | ST | 1 | OverrideReason
3008 | 0070 | SQ | 1 | CalculatedDoseReferenceSequence
3008 | 0072 | IS | 1 | CalculatedDoseReferenceNumber
3008 | 0074 | ST | 1 | CalculatedDoseReferenceDescription
3008 | 0076 | DS | 1 | CalculatedDoseReferenceDoseValue
3008 | 0078 | DS | 1 | StartMeterset
3008 | 007A | DS | 1 | EndMeterset
3008 | 0080 | SQ | 1 | ReferencedMeasuredDoseReferenceSequence
3008 | 0082 | IS | 1 | ReferencedMeasuredDoseReferenceNumber
3008 | 0090 | SQ | 1 | ReferencedCalculatedDoseReferenceSequence
3008 | 0092 | IS | 1 | ReferencedCalculatedDoseReferenceNumber
3008 | 00A0 | SQ | 1 | BeamLimitingDeviceLeafPairsSequence
3008 | 00B0 | SQ | 1 | RecordedWedgeSequence
3008 | 00C0 | SQ | 1 | RecordedCompensatorSequence
3008 | 00D0 | SQ | 1 | RecordedBlockSequence
3008 | 00E0 | SQ | 1 | TreatmentSummaryMeasuredDoseReferenceSequence
3008 | 0100 | SQ | 1 | RecordedSourceSequence
3008 | 0105 | LO | 1 | SourceSerialNumber
3008 | 0110 | SQ | 1 | TreatmentSessionApplicationSetupSequence
3008 | 0116 | CS | 1 | ApplicationSetupCheck
3008 | 0120 | SQ | 1 | RecordedBrachyAccessoryDeviceSequence
3008 | 0122 | IS | 1 | ReferencedBrachyAccessoryDeviceNumber
3008 | 0130 | SQ | 1 | RecordedChannelSequence
3008 | 0132 | DS | 1 | SpecifiedChannelTotalTime
3008 | 0134 | DS | 1 | DeliveredChannelTotalTime
3008 | 0136 | IS | 1 | SpecifiedNumberOfPulses
3008 | 0138 | IS | 1 | DeliveredNumberOfPulses
3008 | 013A | DS | 1 | SpecifiedPulseRepetitionInterval
3008 | 013C | DS | 1 | DeliveredPulseRepetitionInterval
3008 | 0140 | SQ | 1 | RecordedSourceApplicatorSequence
3008 | 0142 | IS | 1 | ReferencedSourceApplicatorNumber
3008 | 0150 | SQ | 1 | RecordedChannelShieldSequence
3008 | 0152 | IS | 1 | ReferencedChannelShieldNumber
3008 | 0160 | SQ | 1 | BrachyControlPointDeliveredSequence
3008 | 0162 | DA | 1 | SafePositionExitDate
3008 | 0164 | TM | 1 | SafePositionExitTime
3008 | 0166 | DA | 1 | SafePositionReturnDate
3008 | 0168 | TM | 1 | SafePositionReturnTime
3008 | 0200 | CS | 1 | CurrentTreatmentStatus
3008 | 0202 | ST | 1 | TreatmentStatusComment
3008 | 0220 | SQ | 1 | FractionGroupSummarySequence
3008 | 0223 | IS | 1 | ReferencedFractionNumber
3008 | 0224 | CS | 1 | FractionGroupType
3008 | 0230 | CS | 1 | BeamStopperPosition
3008 | 0240 | SQ | 1 | FractionStatusSummarySequence
3008 | 0250 | DA | 1 | TreatmentDate
3008 | 0251 | TM | 1 | TreatmentTime
300A | 0002 | SH | 1 | RTPlanLabel
300A | 0003 | LO | 1 | RTPlanName
300A | 0004 | ST | 1 | RTPlanDescription
300A | 0006 | DA | 1 | RTPlanDate
300A | 0007 | TM | 1 | RTPlanTime
300A | 0009 | LO | 1-n | TreatmentProtocols
300A | 000A | CS | 1 | TreatmentIntent
300A | 000B | LO | 1-n | TreatmentSites
300A | 000C | CS | 1 | RTPlanGeometry
300A | 000E | ST | 1 | PrescriptionDescription
300A | 0010 | SQ | 1 | DoseReferenceSequence
300A | 0012 | IS | 1 | DoseReferenceNumber
300A | 0013 | UI | 1 | DoseReferenceUID
300A | 0014 | CS | 1 | DoseReferenceStructureType
300A | 0015 | CS | 1 | NominalBeamEnergyUnit
300A | 0016 | LO | 1 | DoseReferenceDescription
300A | 0018 | DS | 3 | DoseReferencePointCoordinates
300A | 001A | DS | 1 | NominalPriorDose
300A | 0020 | CS | 1 | DoseReferenceType
300A | 0021 | DS | 1 | ConstraintWeight
300A | 0022 | DS | 1 | DeliveryWarningDose
300A | 0023 | DS | 1 | DeliveryMaximumDose
300A | 0025 | DS | 1 | TargetMinimumDose
300A | 0026 | DS | 1 | TargetPrescriptionDose
300A | 0027 | DS | 1 | TargetMaximumDose
300A | 0028 | DS | 1 | TargetUnderdoseVolumeFraction
300A | 002A | DS | 1 | OrganatRiskFullVolumeDose
300A | 002B | DS | 1 | OrganatRiskLimitDose
300A | 002C | DS | 1 | OrganatRiskMaximumDose
300A | 002D | DS | 1 | OrganatRiskOverdoseVolumeFraction
300A | 0040 | SQ | 1 | ToleranceTableSequence
300A | 0042 | IS | 1 | ToleranceTableNumber
300A | 0043 | SH | 1 | ToleranceTableLabel
300A | 0044 | DS | 1 | GantryAngleTolerance
300A | 0046 | DS | 1 | BeamLimitingDeviceAngleTolerance
300A | 0048 | SQ | 1 | BeamLimitingDeviceToleranceSequence
300A | 004A | DS | 1 | BeamLimitingDevicePositionTolerance
300A | 004B | FL | 1 | SnoutPositionTolerance
300A | 004C | DS | 1 | PatientSupportAngleTolerance
300A | 004E | DS | 1 | TableTopEccentricAngleTolerance
300A | 004F | FL | 1 | TableTopPitchAngleTolerance
300A | 0050 | FL | 1 | TableTopRollAngleTolerance
300A | 0051 | DS | 1 | TableTopVerticalPositionTolerance
300A | 0052 | DS | 1 | TableTopLongitudinalPositionTolerance
300A | 0053 | DS | 1 | TableTopLateralPositionTolerance
300A | 0055 | CS | 1 | RTPlanRelationship
300A | 0070 | SQ | 1 | FractionGroupSequence
300A | 0071 | IS | 1 | FractionGroupNumber
300A | 0072 | LO | 1 | FractionGroupDescription
300A | 0078 | IS | 1 | NumberOfFractionsPlanned
300A | 0079 | IS | 1 | NumberOfFractionPatternDigitsPerDay
300A | 007A | IS | 1 | RepeatFractionCycleLength
300A | 007B | LT | 1 | FractionPattern
300A | 0080 | IS | 1 | NumberOfBeams
300A | 0082 | DS | 3 | BeamDoseSpecificationPoint
300A | 0084 | DS | 1 | BeamDose
300A | 0086 | DS | 1 | BeamMeterset
300A | 00A0 | IS | 1 | NumberOfBrachyApplicationSetups
300A | 00A2 | DS | 3 | BrachyApplicationSetupDoseSpecificationPoint
300A | 00A4 | DS | 1 | BrachyApplicationSetupDose
300A | 00B0 | SQ | 1 | BeamSequence
300A | 00B2 | SH | 1 | TreatmentMachineName
300A | 00B3 | CS | 1 | PrimaryDosimeterUnit
300A | 00B4 | DS | 1 | SourceAxisDistance
300A | 00B6 | SQ | 1 | BeamLimitingDeviceSequence
300A | 00B8 | CS | 1 | RTBeamLimitingDeviceType
300A | 00BA | DS | 1 | SourceToBeamLimitingDeviceDistance
300A | 00BC | IS | 1 | NumberOfLeafJawPairs
300A | 00BE | DS | 3-n | LeafPositionBoundaries
300A | 00C0 | IS | 1 | BeamNumber
300A | 00C2 | LO | 1 | BeamName
300A | 00C3 | ST | 1 | BeamDescription
300A | 00C4 | CS | 1 | BeamType
300A | 00C6 | CS | 1 | RadiationType
300A | 00C7 | CS | 1 | HighDoseTechniqueType
300A | 00C8 | IS | 1 | ReferenceImageNumber
300A | 00CA | SQ | 1 | PlannedVerificationImageSequence
300A | 00CC | LO | 1-n | ImagingDeviceSpecificAcquisitionParameters
300A | 00CE | CS | 1 | TreatmentDeliveryType
300A | 00D0 | IS | 1 | NumberOfWedges
300A | 00D1 | SQ | 1 | WedgeSequence
300A | 00D2 | IS | 1 | WedgeNumber
300A | 00D3 | CS | 1 | WedgeType
300A | 00D4 | SH | 1 | WedgeID
300A | 00D5 | IS | 1 | WedgeAngle
300A | 00D6 | DS | 1 | WedgeFactor
300A | 00D8 | DS | 1 | WedgeOrientation
300A | 00DA | DS | 1 | SourceToWedgeTrayDistance
300A | 00E0 | IS | 1 | NumberOfCompensators
300A | 00E1 | SH | 1 | MaterialID
300A | 00E2 | DS | 1 | TotalCompensatorTrayFactor
300A | 00E3 | SQ | 1 | CompensatorSequence
300A | 00E4 | IS | 1 | CompensatorNumber
300A | 00E5 | SH | 1 | CompensatorID
300A | 00E6 | DS | 1 | SourceToCompensatorTrayDistance
300A | 00E7 | IS | 1 | CompensatorRows
300A | 00E8 | IS | 1 | CompensatorColumns
300A | 00E9 | DS | 2 | CompensatorPixelSpacing
300A | 00EA | DS | 2 | CompensatorPosition
300A | 00EB | DS | 1-n | CompensatorTransmissionData
300A | 00EC | DS | 1-n | CompensatorThicknessData
300A | 00ED | IS | 1 | NumberOfBoli
300A | 00EE | CS | 1 | CompensatorType
300A | 00F0 | IS | 1 | NumberOfBlocks
300A | 00F2 | DS | 1 | TotalBlockTrayFactor
300A | 00F3 | FL | 1 | TotalBlockTrayWaterEquivalentThickness
300A | 00F4 | SQ | 1 | BlockSequence
300A | 00F5 | SH | 1 | BlockTrayID
300A | 00F6 | DS | 1 | SourceToBlockTrayDistance
300A | 00F7 | FL | 1 | IsocenterToBlockTrayDistance
300A | 00F8 | CS | 1 | BlockType
300A | 00F9 | LO | 1 | AccessoryCode
300A | 00FA | CS | 1 | BlockDivergence
300A | 00FB | CS | 1 | BlockMountingPosition
300A | 00FC | IS | 1 | BlockNumber
300A | 00FE | LO | 1 | BlockName
300A | 0100 | DS | 1 | BlockThickness
300A | 0102 | DS | 1 | BlockTransmission
300A | 0104 | IS | 1 | BlockNumberOfPoints
300A | 0106 | DS | 2-2n | BlockData
300A | 0107 | SQ | 1 | ApplicatorSequence
300A | 0108 | SH | 1 | ApplicatorID
300A | 0109 | CS | 1 | ApplicatorType
300A | 010A | LO | 1 | ApplicatorDescription
300A | 010C | DS | 1 | CumulativeDoseReferenceCoefficient
300A | 010E | DS | 1 | FinalCumulativeMetersetWeight
300A | 0110 | IS | 1 | NumberOfControlPoints
300A | 0111 | SQ | 1 | ControlPointSequence
300A | 0112 | IS | 1 | ControlPointIndex
300A | 0114 | DS | 1 | NominalBeamEnergy
300A | 0115 | DS | 1 | DoseRateSet
300A | 0116 | SQ | 1 | WedgePositionSequence
300A | 0118 | CS | 1 | WedgePosition
300A | 011A | SQ | 1 | BeamLimitingDevicePositionSequence
300A | 011C | DS | 2-2n | LeafJawPositions
300A | 011E | DS | 1 | GantryAngle
300A | 011F | CS | 1 | GantryRotationDirection
300A | 0120 | DS | 1 | BeamLimitingDeviceAngle
300A | 0121 | CS | 1 | BeamLimitingDeviceRotationDirection
300A | 0122 | DS | 1 | PatientSupportAngle
300A | 0123 | CS | 1 | PatientSupportRotationDirection
300A | 0124 | DS | 1 | TableTopEccentricAxisDistance
300A | 0125 | DS | 1 | TableTopEccentricAngle
300A | 0126 | CS | 1 | TableTopEccentricRotationDirection
300A | 0128 | DS | 1 | TableTopVerticalPosition
300A | 0129 | DS | 1 | TableTopLongitudinalPosition
300A | 012A | DS | 1 | TableTopLateralPosition
300A | 012C | DS | 3 | IsocenterPosition
300A | 012E | DS | 3 | SurfaceEntryPoint
300A | 0130 | DS | 1 | SourceToSurfaceDistance
300A | 0134 | DS | 1 | CumulativeMetersetWeight
300A | 0180 | SQ | 1 | PatientSetupSequence
300A | 0182 | IS | 1 | PatientSetupNumber
300A | 0184 | LO | 1 | PatientAdditionalPosition
300A | 0190 | SQ | 1 | FixationDeviceSequence
300A | 0192 | CS | 1 | FixationDeviceType
300A | 0194 | SH | 1 | FixationDeviceLabel
300A | 0196 | ST | 1 | FixationDeviceDescription
300A | 0198 | SH | 1 | FixationDevicePosition
300A | 01A0 | SQ | 1 | ShieldingDeviceSequence
300A | 01A2 | CS | 1 | ShieldingDeviceType
300A | 01A4 | SH | 1 | ShieldingDeviceLabel
300A | 01A6 | ST | 1 | ShieldingDeviceDescription
300A | 01A8 | SH | 1 | ShieldingDevicePosition
300A | 01B0 | CS | 1 | SetupTechnique
300A | 01B2 | ST | 1 | SetupTechniqueDescription
300A | 01B4 | SQ | 1 | SetupDeviceSequence
300A | 01B6 | CS | 1 | SetupDeviceType
300A | 01B8 | SH | 1 | SetupDeviceLabel
300A | 01BA | ST | 1 | SetupDeviceDescription
300A | 01BC | DS | 1 | SetupDeviceParameter
300A | 01D0 | ST | 1 | SetupReferenceDescription
300A | 01D2 | DS | 1 | TableTopVerticalSetupDisplacement
300A | 01D4 | DS | 1 | TableTopLongitudinalSetupDisplacement
300A | 01D6 | DS | 1 | TableTopLateralSetupDisplacement
300A | 0200 | CS | 1 | BrachyTreatmentTechnique
300A | 0202 | CS | 1 | BrachyTreatmentType
300A | 0206 | SQ | 1 | TreatmentMachineSequence
300A | 0210 | SQ | 1 | SourceSequence
300A | 0212 | IS | 1 | SourceNumber
300A | 0214 | CS | 1 | SourceType
300A | 0216 | LO | 1 | SourceManufacturer
300A | 0218 | DS | 1 | ActiveSourceDiameter
300A | 021A | DS | 1 | ActiveSourceLength
300A | 0222 | DS | 1 | SourceEncapsulationNominalThickness
300A | 0224 | DS | 1 | SourceEncapsulationNominalTransmission
300A | 0226 | LO | 1 | SourceIsotopeName
300A | 0228 | DS | 1 | SourceIsotopeHalfLife
300A | 0229 | CS | 1 | SourceStrengthUnits
300A | 022A | DS | 1 | ReferenceAirKermaRate
300A | 022B | DS | 1 | SourceStrength
300A | 022C | DA | 1 | SourceStrengthReferenceDate
300A | 022E | TM | 1 | SourceStrengthReferenceTime
300A | 0230 | SQ | 1 | ApplicationSetupSequence
300A | 0232 | CS | 1 | ApplicationSetupType
300A | 0234 | IS | 1 | ApplicationSetupNumber
300A | 0236 | LO | 1 | ApplicationSetupName
300A | 0238 | LO | 1 | ApplicationSetupManufacturer
300A | 0240 | IS | 1 | TemplateNumber
300A | 0242 | SH | 1 | TemplateType
300A | 0244 | LO | 1 | TemplateName
300A | 0250 | DS | 1 | TotalReferenceAirKerma
300A | 0260 | SQ | 1 | BrachyAccessoryDeviceSequence
300A | 0262 | IS | 1 | BrachyAccessoryDeviceNumber
300A | 0263 | SH | 1 | BrachyAccessoryDeviceID
300A | 0264 | CS | 1 | BrachyAccessoryDeviceType
300A | 0266 | LO | 1 | BrachyAccessoryDeviceName
300A | 026A | DS | 1 | BrachyAccessoryDeviceNominalThickness
300A | 026C | DS | 1 | BrachyAccessoryDeviceNominalTransmission
300A | 0280 | SQ | 1 | ChannelSequence
300A | 0282 | IS | 1 | ChannelNumber
300A | 0284 | DS | 1 | ChannelLength
300A | 0286 | DS | 1 | ChannelTotalTime
300A | 0288 | CS | 1 | SourceMovementType
300A | 028A | IS | 1 | NumberOfPulses
300A | 028C | DS | 1 | PulseRepetitionInterval
300A | 0290 | IS | 1 | SourceApplicatorNumber
300A | 0291 | SH | 1 | SourceApplicatorID
300A | 0292 | CS | 1 | SourceApplicatorType
300A | 0294 | LO | 1 | SourceApplicatorName
300A | 0296 | DS | 1 | SourceApplicatorLength
300A | 0298 | LO | 1 | SourceApplicatorManufacturer
300A | 029C | DS | 1 | SourceApplicatorWallNominalThickness
300A | 029E | DS | 1 | SourceApplicatorWallNominalTransmission
300A | 02A0 | DS | 1 | SourceApplicatorStepSize
300A | 02A2 | IS | 1 | TransferTubeNumber
300A | 02A4 | DS | 1 | TransferTubeLength
300A | 02B0 | SQ | 1 | ChannelShieldSequence
300A | 02B2 | IS | 1 | ChannelShieldNumber
300A | 02B3 | SH | 1 | ChannelShieldID
300A | 02B4 | LO | 1 | ChannelShieldName
300A | 02B8 | DS | 1 | ChannelShieldNominalThickness
300A | 02BA | DS | 1 | ChannelShieldNominalTransmission
300A | 02C8 | DS | 1 | FinalCumulativeTimeWeight
300A | 02D0 | SQ | 1 | BrachyControlPointSequence
300A | 02D2 | DS | 1 | ControlPointRelativePosition
300A | 02D4 | DS | 3 | ControlPoint3DPosition
300A | 02D6 | DS | 1 | CumulativeTimeWeight
300A | 02E0 | CS | 1 | CompensatorDivergence
300A | 02E1 | CS | 1 | CompensatorMountingPosition
300A | 02E2 | DS | 1-n | SourceToCompensatorDistance
300C | 0002 | SQ | 1 | ReferencedRTPlanSequence
300C | 0004 | SQ | 1 | ReferencedBeamSequence
300C | 0006 | IS | 1 | ReferencedBeamNumber
300C | 0007 | IS | 1 | ReferencedReferenceImageNumber
300C | 0008 | DS | 1 | StartCumulativeMetersetWeight
300C | 0009 | DS | 1 | EndCumulativeMetersetWeight
300C | 000A | SQ | 1 | ReferencedBrachyApplicationSetupSequence
300C | 000C | IS | 1 | ReferencedBrachyApplicationSetupNumber
300C | 000E | IS | 1 | ReferencedSourceNumber
300C | 0020 | SQ | 1 | ReferencedFractionGroupSequence
300C | 0022 | IS | 1 | ReferencedFractionGroupNumber
300C | 0040 | SQ | 1 | ReferencedVerificationImageSequence
300C | 0042 | SQ | 1 | ReferencedReferenceImageSequence
300C | 0050 | SQ | 1 | ReferencedDoseReferenceSequence
300C | 0051 | IS | 1 | ReferencedDoseReferenceNumber
300C | 0055 | SQ | 1 | BrachyReferencedDoseReferenceSequence
300C | 0060 | SQ | 1 | ReferencedStructureSetSequence
300C | 006A | IS | 1 | ReferencedPatientSetupNumber
300C | 0080 | SQ | 1 | ReferencedDoseSequence
300C | 00A0 | IS | 1 | ReferencedToleranceTableNumber
300C | 00B0 | SQ | 1 | ReferencedBolusSequence
300C | 00C0 | IS | 1 | ReferencedWedgeNumber
300C | 00D0 | IS | 1 | ReferencedCompensatorNumber
300C | 00E0 | IS | 1 | ReferencedBlockNumber
300C | 00F0 | IS | 1 | ReferencedControlPointIndex
300E | 0002 | CS | 1 | ApprovalStatus
300E | 0004 | DA | 1 | ReviewDate
300E | 0005 | TM | 1 | ReviewTime
300E | 0008 | PN | 1 | ReviewerName
4000 | 0010 | LT | 1 | Arbitrary
4000 | 4000 | LT | 1 | TextComments
4008 | 0040 | SH | 1 | ResultsID
4008 | 0042 | LO | 1 | ResultsIDIssuer
4008 | 0050 | SQ | 1 | ReferencedInterpretationSequence
4008 | 0100 | DA | 1 | InterpretationRecordedDate
4008 | 0101 | TM | 1 | InterpretationRecordedTime
4008 | 0102 | PN | 1 | InterpretationRecorder
4008 | 0103 | LO | 1 | ReferenceToRecordedSound
4008 | 0108 | DA | 1 | InterpretationTranscriptionDate
4008 | 0109 | TM | 1 | InterpretationTranscriptionTime
4008 | 010A | PN | 1 | InterpretationTranscriber
4008 | 010B | ST | 1 | InterpretationText
4008 | 010C | PN | 1 | InterpretationAuthor
4008 | 0111 | SQ | 1 | InterpretationApproverSequence
4008 | 0112 | DA | 1 | InterpretationApprovalDate
4008 | 0113 | TM | 1 | InterpretationApprovalTime
4008 | 0114 | PN | 1 | PhysicianApprovingInterpretation
4008 | 0115 | LT | 1 | InterpretationDiagnosisDescription
4008 | 0117 | SQ | 1 | InterpretationDiagnosisCodeSequence
4008 | 0118 | SQ | 1 | ResultsDistributionListSequence
4008 | 0119 | PN | 1 | DistributionName
4008 | 011A | LO | 1 | DistributionAddress
4008 | 0200 | SH | 1 | InterpretationID
4008 | 0202 | LO | 1 | InterpretationIDIssuer
4008 | 0210 | CS | 1 | InterpretationTypeID
4008 | 0212 | CS | 1 | InterpretationStatusID
4008 | 0300 | ST | 1 | Impressions
4008 | 4000 | ST | 1 | ResultsComments
4FFE | 0001 | SQ | 1 | MACParametersSequence
5000 | 0005 | US | 1 | CurveDimensions
5000 | 0010 | US | 1 | NumberOfPoints
5000 | 0020 | CS | 1 | TypeOfData
5000 | 0022 | LO | 1 | CurveDescription
5000 | 0030 | SH | 1-n | AxisUnits
5000 | 0040 | SH | 1-n | AxisLabels
5000 | 0103 | US | 1 | DataValueRepresentation
5000 | 0104 | US | 1-n | MinimumCoordinateValue
5000 | 0105 | US | 1-n | MaximumCoordinateValue
5000 | 0106 | SH | 1-n | CurveRange
5000 | 0110 | US | 1-n | CurveDataDescriptor
5000 | 0112 | US | 1-n | CoordinateStartValue
5000 | 0114 | US | 1-n | CoordinateStepValue
5000 | 1001 | CS | 1 | CurveActivationLayer
5000 | 2000 | US | 1 | AudioType
5000 | 2002 | US | 1 | AudioSampleFormat
5000 | 2004 | US | 1 | NumberOfChannels
5000 | 2006 | UL | 1 | NumberOfSamples
5000 | 2008 | UL | 1 | SampleRate
5000 | 200A | UL | 1 | TotalTime
5000 | 200C | OW | 1 | AudioSampleData
5000 | 200E | LT | 1 | AudioComments
5000 | 2500 | LO | 1 | CurveLabel
5000 | 2600 | SQ | 1 | ReferencedOverlaySequence
5000 | 2610 | US | 1 | ReferencedOverlayGroup
5000 | 3000 | OW | 1 | CurveData
5002 | 0005 | US | 1 | CurveDimensions
5002 | 0010 | US | 1 | NumberOfPoints
5002 | 0020 | CS | 1 | TypeOfData
5002 | 0022 | LO | 1 | CurveDescription
5002 | 0030 | SH | 1-n | AxisUnits
5002 | 0040 | SH | 1-n | AxisLabels
5002 | 0103 | US | 1 | DataValueRepresentation
5002 | 0104 | US | 1-n | MinimumCoordinateValue
5002 | 0105 | US | 1-n | MaximumCoordinateValue
5002 | 0106 | SH | 1-n | CurveRange
5002 | 0110 | US | 1-n | CurveDataDescriptor
5002 | 0112 | US | 1-n | CoordinateStartValue
5002 | 0114 | US | 1-n | CoordinateStepValue
5002 | 2000 | US | 1 | AudioType
5002 | 2002 | US | 1 | AudioSampleFormat
5002 | 2004 | US | 1 | NumberOfChannels
5002 | 2006 | UL | 1 | NumberOfSamples
5002 | 2008 | UL | 1 | SampleRate
5002 | 200A | UL | 1 | TotalTime
5002 | 200C | OW | 1 | AudioSampleData
5002 | 200E | LT | 1 | AudioComments
5002 | 2500 | LO | 1 | CurveLabel
5002 | 2600 | SQ | 1 | ReferencedOverlaySequence
5002 | 2610 | US | 1 | ReferencedOverlayGroup
5002 | 3000 | OW | 1 | CurveData
5004 | 0005 | US | 1 | CurveDimensions
5004 | 0010 | US | 1 | NumberOfPoints
5004 | 0020 | CS | 1 | TypeOfData
5004 | 0022 | LO | 1 | CurveDescription
5004 | 0030 | SH | 1-n | AxisUnits
5004 | 0040 | SH | 1-n | AxisLabels
5004 | 0103 | US | 1 | DataValueRepresentation
5004 | 0104 | US | 1-n | MinimumCoordinateValue
5004 | 0105 | US | 1-n | MaximumCoordinateValue
5004 | 0106 | SH | 1-n | CurveRange
5004 | 0110 | US | 1-n | CurveDataDescriptor
5004 | 0112 | US | 1-n | CoordinateStartValue
5004 | 0114 | US | 1-n | CoordinateStepValue
5004 | 2000 | US | 1 | AudioType
5004 | 2002 | US | 1 | AudioSampleFormat
5004 | 2004 | US | 1 | NumberOfChannels
5004 | 2006 | UL | 1 | NumberOfSamples
5004 | 2008 | UL | 1 | SampleRate
5004 | 200A | UL | 1 | TotalTime
5004 | 200C | OW | 1 | AudioSampleData
5004 | 200E | LT | 1 | AudioComments
5004 | 2500 | LO | 1 | CurveLabel
5004 | 2600 | SQ | 1 | ReferencedOverlaySequence
5004 | 2610 | US | 1 | ReferencedOverlayGroup
5004 | 3000 | OW | 1 | CurveData
5006 | 0005 | US | 1 | CurveDimensions
5006 | 0010 | US | 1 | NumberOfPoints
5006 | 0020 | CS | 1 | TypeOfData
5006 | 0022 | LO | 1 | CurveDescription
5006 | 0030 | SH | 1-n | AxisUnits
5006 | 0040 | SH | 1-n | AxisLabels
5006 | 0103 | US | 1 | DataValueRepresentation
5006 | 0104 | US | 1-n | MinimumCoordinateValue
5006 | 0105 | US | 1-n | MaximumCoordinateValue
5006 | 0106 | SH | 1-n | CurveRange
5006 | 0110 | US | 1-n | CurveDataDescriptor
5006 | 0112 | US | 1-n | CoordinateStartValue
5006 | 0114 | US | 1-n | CoordinateStepValue
5006 | 2000 | US | 1 | AudioType
5006 | 2002 | US | 1 | AudioSampleFormat
5006 | 2004 | US | 1 | NumberOfChannels
5006 | 2006 | UL | 1 | NumberOfSamples
5006 | 2008 | UL | 1 | SampleRate
5006 | 200A | UL | 1 | TotalTime
5006 | 200C | OW | 1 | AudioSampleData
5006 | 200E | LT | 1 | AudioComments
5006 | 2500 | LO | 1 | CurveLabel
5006 | 2600 | SQ | 1 | ReferencedOverlaySequence
5006 | 2610 | US | 1 | ReferencedOverlayGroup
5006 | 3000 | OW | 1 | CurveData
5008 | 0005 | US | 1 | CurveDimensions
5008 | 0010 | US | 1 | NumberOfPoints
5008 | 0020 | CS | 1 | TypeOfData
5008 | 0022 | LO | 1 | CurveDescription
5008 | 0030 | SH | 1-n | AxisUnits
5008 | 0040 | SH | 1-n | AxisLabels
5008 | 0103 | US | 1 | DataValueRepresentation
5008 | 0104 | US | 1-n | MinimumCoordinateValue
5008 | 0105 | US | 1-n | MaximumCoordinateValue
5008 | 0106 | SH | 1-n | CurveRange
5008 | 0110 | US | 1-n | CurveDataDescriptor
5008 | 0112 | US | 1-n | CoordinateStartValue
5008 | 0114 | US | 1-n | CoordinateStepValue
5008 | 2000 | US | 1 | AudioType
5008 | 2002 | US | 1 | AudioSampleFormat
5008 | 2004 | US | 1 | NumberOfChannels
5008 | 2006 | UL | 1 | NumberOfSamples
5008 | 2008 | UL | 1 | SampleRate
5008 | 200A | UL | 1 | TotalTime
5008 | 200C | OW | 1 | AudioSampleData
5008 | 200E | LT | 1 | AudioComments
5008 | 2500 | LO | 1 | CurveLabel
5008 | 2600 | SQ | 1 | ReferencedOverlaySequence
5008 | 2610 | US | 1 | ReferencedOverlayGroup
5008 | 3000 | OW | 1 | CurveData
500A | 0005 | US | 1 | CurveDimensions
500A | 0010 | US | 1 | NumberOfPoints
500A | 0020 | CS | 1 | TypeOfData
500A | 0022 | LO | 1 | CurveDescription
500A | 0030 | SH | 1-n | AxisUnits
500A | 0040 | SH | 1-n | AxisLabels
500A | 0103 | US | 1 | DataValueRepresentation
500A | 0104 | US | 1-n | MinimumCoordinateValue
500A | 0105 | US | 1-n | MaximumCoordinateValue
500A | 0106 | SH | 1-n | CurveRange
500A | 0110 | US | 1-n | CurveDataDescriptor
500A | 0112 | US | 1-n | CoordinateStartValue
500A | 0114 | US | 1-n | CoordinateStepValue
500A | 2000 | US | 1 | AudioType
500A | 2002 | US | 1 | AudioSampleFormat
500A | 2004 | US | 1 | NumberOfChannels
500A | 2006 | UL | 1 | NumberOfSamples
500A | 2008 | UL | 1 | SampleRate
500A | 200A | UL | 1 | TotalTime
500A | 200C | OW | 1 | AudioSampleData
500A | 200E | LT | 1 | AudioComments
500A | 2500 | LO | 1 | CurveLabel
500A | 2600 | SQ | 1 | ReferencedOverlaySequence
500A | 2610 | US | 1 | ReferencedOverlayGroup
500A | 3000 | OW | 1 | CurveData
500C | 0005 | US | 1 | CurveDimensions
500C | 0010 | US | 1 | NumberOfPoints
500C | 0020 | CS | 1 | TypeOfData
500C | 0022 | LO | 1 | CurveDescription
500C | 0030 | SH | 1-n | AxisUnits
500C | 0040 | SH | 1-n | AxisLabels
500C | 0103 | US | 1 | DataValueRepresentation
500C | 0104 | US | 1-n | MinimumCoordinateValue
500C | 0105 | US | 1-n | MaximumCoordinateValue
500C | 0106 | SH | 1-n | CurveRange
500C | 0110 | US | 1-n | CurveDataDescriptor
500C | 0112 | US | 1-n | CoordinateStartValue
500C | 0114 | US | 1-n | CoordinateStepValue
500C | 2000 | US | 1 | AudioType
500C | 2002 | US | 1 | AudioSampleFormat
500C | 2004 | US | 1 | NumberOfChannels
500C | 2006 | UL | 1 | NumberOfSamples
500C | 2008 | UL | 1 | SampleRate
500C | 200A | UL | 1 | TotalTime
500C | 200C | OW | 1 | AudioSampleData
500C | 200E | LT | 1 | AudioComments
500C | 2500 | LO | 1 | CurveLabel
500C | 2600 | SQ | 1 | ReferencedOverlaySequence
500C | 2610 | US | 1 | ReferencedOverlayGroup
500C | 3000 | OW | 1 | CurveData
500E | 0005 | US | 1 | CurveDimensions
500E | 0010 | US | 1 | NumberOfPoints
500E | 0020 | CS | 1 | TypeOfData
500E | 0022 | LO | 1 | CurveDescription
500E | 0030 | SH | 1-n | AxisUnits
500E | 0040 | SH | 1-n | AxisLabels
500E | 0103 | US | 1 | DataValueRepresentation
500E | 0104 | US | 1-n | MinimumCoordinateValue
500E | 0105 | US | 1-n | MaximumCoordinateValue
500E | 0106 | SH | 1-n | CurveRange
500E | 0110 | US | 1-n | CurveDataDescriptor
500E | 0112 | US | 1-n | CoordinateStartValue
500E | 0114 | US | 1-n | CoordinateStepValue
500E | 2000 | US | 1 | AudioType
500E | 2002 | US | 1 | AudioSampleFormat
500E | 2004 | US | 1 | NumberOfChannels
500E | 2006 | UL | 1 | NumberOfSamples
500E | 2008 | UL | 1 | SampleRate
500E | 200A | UL | 1 | TotalTime
500E | 200C | OW | 1 | AudioSampleData
500E | 200E | LT | 1 | AudioComments
500E | 2500 | LO | 1 | CurveLabel
500E | 2600 | SQ | 1 | ReferencedOverlaySequence
500E | 2610 | US | 1 | ReferencedOverlayGroup
500E | 3000 | OW | 1 | CurveData
5200 | 9229 | SQ | 1 | SharedFunctionalGroupsSequence
5200 | 9230 | SQ | 1 | PerFrameFunctionalGroupsSequence
5400 | 0100 | SQ | 1 | WaveformSequence
5400 | 0110 | OB | 1 | ChannelMinimumValue
5400 | 0112 | OB | 1 | ChannelMaximumValue
5400 | 1004 | US | 1 | WaveformBitsAllocated
5400 | 1006 | CS | 1 | WaveformSampleInterpretation
5400 | 100A | OB | 1 | WaveformPaddingValue
5400 | 1010 | OB | 1 | WaveformData
5600 | 0010 | OF | 1 | FirstOrderPhaseCorrectionAngle
5600 | 0020 | OF | 1 | SpectroscopyData
6000 | 0010 | US | 1 | OverlayRows
6000 | 0011 | US | 1 | OverlayColumns
6000 | 0012 | US | 1 | OverlayPlanes
6000 | 0015 | IS | 1 | NumberOfFramesInOverlay
6000 | 0022 | LO | 1 | OverlayDescription
6000 | 0040 | CS | 1 | OverlayType
6000 | 0045 | LO | 1 | OverlaySubtype
6000 | 0050 | SS | 2 | OverlayOrigin
6000 | 0051 | US | 1 | ImageFrameOrigin
6000 | 0052 | US | 1 | OverlayPlaneOrigin
6000 | 0060 | LT | 1 | OverlayCompressionCode
6000 | 0100 | US | 1 | OverlayBitsAllocated
6000 | 0102 | US | 1 | OverlayBitPosition
6000 | 0110 | LT | 1 | OverlayFormat
6000 | 0200 | US | 1 | OverlayLocation
6000 | 1001 | CS | 1 | OverlayActivationLayer
6000 | 1100 | US | 1 | OverlayDescriptorGray
6000 | 1101 | US | 1 | OverlayDescriptorRed
6000 | 1102 | US | 1 | OverlayDescriptorGreen
6000 | 1103 | US | 1 | OverlayDescriptorBlue
6000 | 1200 | US | 1-n | OverlaysGray
6000 | 1201 | US | 1-n | OverlaysRed
6000 | 1202 | US | 1-n | OverlaysGreen
6000 | 1203 | US | 1-n | OverlaysBlue
6000 | 1301 | IS | 1 | ROIArea
6000 | 1302 | DS | 1 | ROIMean
6000 | 1303 | DS | 1 | ROIStandardDeviation
6000 | 1500 | LO | 1 | OverlayLabel
6000 | 3000 | OW | 1 | OverlayData
6000 | 4000 | LT | 1-n | OverlayComments
6002 | 0010 | US | 1 | Rows
6002 | 0011 | US | 1 | Columns
6002 | 0012 | US | 1 | Planes
6002 | 0015 | IS | 1 | NumberOfFramesInOverlay
6002 | 0022 | LO | 1 | OverlayDescription
6002 | 0040 | CS | 1 | OverlayType
6002 | 0045 | LO | 1 | OverlaySubtype
6002 | 0050 | SS | 2 | OverlayOrigin
6002 | 0051 | US | 1 | ImageFrameOrigin
6002 | 0052 | US | 1 | OverlayPlaneOrigin
6002 | 0060 | LT | 1 | OverlayCompressionCode
6002 | 0100 | US | 1 | OverlayBitsAllocated
6002 | 0102 | US | 1 | OverlayBitPosition
6002 | 0110 | LT | 1 | OverlayFormat
6002 | 0200 | US | 1 | OverlayLocation
6002 | 1001 | US | 1 | OverlayActivationLayer
6002 | 1100 | US | 1 | OverlayDescriptorGray
6002 | 1101 | US | 1 | OverlayDescriptorRed
6002 | 1102 | US | 1 | OverlayDescriptorGreen
6002 | 1103 | US | 1 | OverlayDescriptorBlue
6002 | 1200 | US | 1-n | OverlaysGray
6002 | 1201 | US | 1-n | OverlaysRed
6002 | 1202 | US | 1-n | OverlaysGreen
6002 | 1203 | US | 1-n | OverlaysBlue
6002 | 1301 | IS | 1 | ROIArea
6002 | 1302 | DS | 1 | ROIMean
6002 | 1303 | DS | 1 | ROIStandardDeviation
6002 | 1500 | LO | 1 | OverlayLabel
6002 | 3000 | OW | 1 | OverlayData
6002 | 4000 | LT | 1-n | OverlayComments
6004 | 0010 | US | 1 | Rows
6004 | 0011 | US | 1 | Columns
6004 | 0012 | US | 1 | Planes
6004 | 0015 | IS | 1 | NumberOfFramesInOverlay
6004 | 0022 | LO | 1 | OverlayDescription
6004 | 0040 | CS | 1 | OverlayType
6004 | 0045 | LO | 1 | OverlaySubtype
6004 | 0050 | SS | 2 | OverlayOrigin
6004 | 0051 | US | 1 | ImageFrameOrigin
6004 | 0052 | US | 1 | OverlayPlaneOrigin
6004 | 0060 | LT | 1 | OverlayCompressionCode
6004 | 0100 | US | 1 | OverlayBitsAllocated
6004 | 0102 | US | 1 | OverlayBitPosition
6004 | 0110 | LT | 1 | OverlayFormat
6004 | 0200 | US | 1 | OverlayLocation
6004 | 1001 | US | 1 | OverlayActivationLayer
6004 | 1100 | US | 1 | OverlayDescriptorGray
6004 | 1101 | US | 1 | OverlayDescriptorRed
6004 | 1102 | US | 1 | OverlayDescriptorGreen
6004 | 1103 | US | 1 | OverlayDescriptorBlue
6004 | 1200 | US | 1-n | OverlaysGray
6004 | 1201 | US | 1-n | OverlaysRed
6004 | 1202 | US | 1-n | OverlaysGreen
6004 | 1203 | US | 1-n | OverlaysBlue
6004 | 1301 | IS | 1 | ROIArea
6004 | 1302 | DS | 1 | ROIMean
6004 | 1303 | DS | 1 | ROIStandardDeviation
6004 | 1500 | LO | 1 | OverlayLabel
6004 | 3000 | OW | 1 | OverlayData
6004 | 4000 | LT | 1-n | OverlayComments
6006 | 0010 | US | 1 | Rows
6006 | 0011 | US | 1 | Columns
6006 | 0012 | US | 1 | Planes
6006 | 0015 | IS | 1 | NumberOfFramesInOverlay
6006 | 0022 | LO | 1 | OverlayDescription
6006 | 0040 | CS | 1 | OverlayType
6006 | 0045 | LO | 1 | OverlaySubtype
6006 | 0050 | SS | 2 | OverlayOrigin
6006 | 0051 | US | 1 | ImageFrameOrigin
6006 | 0052 | US | 1 | OverlayPlaneOrigin
6006 | 0060 | LT | 1 | OverlayCompressionCode
6006 | 0100 | US | 1 | OverlayBitsAllocated
6006 | 0102 | US | 1 | OverlayBitPosition
6006 | 0110 | LT | 1 | OverlayFormat
6006 | 0200 | US | 1 | OverlayLocation
6006 | 1001 | US | 1 | OverlayActivationLayer
6006 | 1100 | US | 1 | OverlayDescriptorGray
6006 | 1101 | US | 1 | OverlayDescriptorRed
6006 | 1102 | US | 1 | OverlayDescriptorGreen
6006 | 1103 | US | 1 | OverlayDescriptorBlue
6006 | 1200 | US | 1-n | OverlaysGray
6006 | 1201 | US | 1-n | OverlaysRed
6006 | 1202 | US | 1-n | OverlaysGreen
6006 | 1203 | US | 1-n | OverlaysBlue
6006 | 1301 | IS | 1 | ROIArea
6006 | 1302 | DS | 1 | ROIMean
6006 | 1303 | DS | 1 | ROIStandardDeviation
6006 | 1500 | LO | 1 | OverlayLabel
6006 | 3000 | OW | 1 | OverlayData
6006 | 4000 | LT | 1-n | OverlayComments
6008 | 0010 | US | 1 | Rows
6008 | 0011 | US | 1 | Columns
6008 | 0012 | US | 1 | Planes
6008 | 0015 | IS | 1 | NumberOfFramesInOverlay
6008 | 0022 | LO | 1 | OverlayDescription
6008 | 0040 | CS | 1 | OverlayType
6008 | 0045 | LO | 1 | OverlaySubtype
6008 | 0050 | SS | 2 | OverlayOrigin
6008 | 0051 | US | 1 | ImageFrameOrigin
6008 | 0052 | US | 1 | OverlayPlaneOrigin
6008 | 0060 | LT | 1 | OverlayCompressionCode
6008 | 0100 | US | 1 | OverlayBitsAllocated
6008 | 0102 | US | 1 | OverlayBitPosition
6008 | 0110 | LT | 1 | OverlayFormat
6008 | 0200 | US | 1 | OverlayLocation
6008 | 1001 | US | 1 | OverlayActivationLayer
6008 | 1100 | US | 1 | OverlayDescriptorGray
6008 | 1101 | US | 1 | OverlayDescriptorRed
6008 | 1102 | US | 1 | OverlayDescriptorGreen
6008 | 1103 | US | 1 | OverlayDescriptorBlue
6008 | 1200 | US | 1-n | OverlaysGray
6008 | 1201 | US | 1-n | OverlaysRed
6008 | 1202 | US | 1-n | OverlaysGreen
6008 | 1203 | US | 1-n | OverlaysBlue
6008 | 1301 | IS | 1 | ROIArea
6008 | 1302 | DS | 1 | ROIMean
6008 | 1303 | DS | 1 | ROIStandardDeviation
6008 | 1500 | LO | 1 | OverlayLabel
6008 | 3000 | OW | 1 | OverlayData
6008 | 4000 | LT | 1-n | OverlayComments
600A | 0010 | US | 1 | Rows
600A | 0011 | US | 1 | Columns
600A | 0012 | US | 1 | Planes
600A | 0015 | IS | 1 | NumberOfFramesInOverlay
600A | 0022 | LO | 1 | OverlayDescription
600A | 0040 | CS | 1 | OverlayType
600A | 0045 | LO | 1 | OverlaySubtype
600A | 0050 | SS | 2 | OverlayOrigin
600A | 0051 | US | 1 | ImageFrameOrigin
600A | 0052 | US | 1 | OverlayPlaneOrigin
600A | 0060 | LT | 1 | OverlayCompressionCode
600A | 0100 | US | 1 | OverlayBitsAllocated
600A | 0102 | US | 1 | OverlayBitPosition
600A | 0110 | LT | 1 | OverlayFormat
600A | 0200 | US | 1 | OverlayLocation
600A | 1001 | US | 1 | OverlayActivationLayer
600A | 1100 | US | 1 | OverlayDescriptorGray
600A | 1101 | US | 1 | OverlayDescriptorRed
600A | 1102 | US | 1 | OverlayDescriptorGreen
600A | 1103 | US | 1 | OverlayDescriptorBlue
600A | 1200 | US | 1-n | OverlaysGray
600A | 1201 | US | 1-n | OverlaysRed
600A | 1202 | US | 1-n | OverlaysGreen
600A | 1203 | US | 1-n | OverlaysBlue
600A | 1301 | IS | 1 | ROIArea
600A | 1302 | DS | 1 | ROIMean
600A | 1303 | DS | 1 | ROIStandardDeviation
600A | 1500 | LO | 1 | OverlayLabel
600A | 3000 | OW | 1 | OverlayData
600A | 4000 | LT | 1-n | OverlayComments
600C | 0010 | US | 1 | Rows
600C | 0011 | US | 1 | Columns
600C | 0012 | US | 1 | Planes
600C | 0015 | IS | 1 | NumberOfFramesInOverlay
600C | 0022 | LO | 1 | OverlayDescription
600C | 0040 | CS | 1 | OverlayType
600C | 0045 | LO | 1 | OverlaySubtype
600C | 0050 | SS | 2 | OverlayOrigin
600C | 0051 | US | 1 | ImageFrameOrigin
600C | 0052 | US | 1 | OverlayPlaneOrigin
600C | 0060 | LT | 1 | OverlayCompressionCode
600C | 0100 | US | 1 | OverlayBitsAllocated
600C | 0102 | US | 1 | OverlayBitPosition
600C | 0110 | LT | 1 | OverlayFormat
600C | 0200 | US | 1 | OverlayLocation
600C | 1001 | US | 1 | OverlayActivationLayer
600C | 1100 | US | 1 | OverlayDescriptorGray
600C | 1101 | US | 1 | OverlayDescriptorRed
600C | 1102 | US | 1 | OverlayDescriptorGreen
600C | 1103 | US | 1 | OverlayDescriptorBlue
600C | 1200 | US | 1-n | OverlaysGray
600C | 1201 | US | 1-n | OverlaysRed
600C | 1202 | US | 1-n | OverlaysGreen
600C | 1203 | US | 1-n | OverlaysBlue
600C | 1301 | IS | 1 | ROIArea
600C | 1302 | DS | 1 | ROIMean
600C | 1303 | DS | 1 | ROIStandardDeviation
600C | 1500 | LO | 1 | OverlayLabel
600C | 3000 | OW | 1 | OverlayData
600C | 4000 | LT | 1-n | OverlayComments
600E | 0010 | US | 1 | Rows
600E | 0011 | US | 1 | Columns
600E | 0012 | US | 1 | Planes
600E | 0015 | IS | 1 | NumberOfFramesInOverlay
600E | 0022 | LO | 1 | OverlayDescription
600E | 0040 | CS | 1 | OverlayType
600E | 0045 | LO | 1 | OverlaySubtype
600E | 0050 | SS | 2 | OverlayOrigin
600E | 0051 | US | 1 | ImageFrameOrigin
600E | 0052 | US | 1 | OverlayPlaneOrigin
600E | 0060 | LT | 1 | OverlayCompressionCode
600E | 0100 | US | 1 | OverlayBitsAllocated
600E | 0102 | US | 1 | OverlayBitPosition
600E | 0110 | LT | 1 | OverlayFormat
600E | 0200 | US | 1 | OverlayLocation
600E | 1001 | US | 1 | OverlayActivationLayer
600E | 1100 | US | 1 | OverlayDescriptorGray
600E | 1101 | US | 1 | OverlayDescriptorRed
600E | 1102 | US | 1 | OverlayDescriptorGreen
600E | 1103 | US | 1 | OverlayDescriptorBlue
600E | 1200 | US | 1-n | OverlaysGray
600E | 1201 | US | 1-n | OverlaysRed
600E | 1202 | US | 1-n | OverlaysGreen
600E | 1203 | US | 1-n | OverlaysBlue
600E | 1301 | IS | 1 | ROIArea
600E | 1302 | DS | 1 | ROIMean
600E | 1303 | DS | 1 | ROIStandardDeviation
600E | 1500 | LO | 1 | OverlayLabel
600E | 3000 | OW | 1 | OverlayData
600E | 4000 | LT | 1-n | OverlayComments
7FE0 | 0010 | OB | 1 | PixelData
FFFA | FFFA | SQ | 1 | DigitalSignaturesSequence
FFFC | FFFC | OB | 1 | DataSetTrailingPadding
FFFE | E000 | UN | 1 | Item
FFFE | E00D | UN | 1 | ItemDelimitationItem
FFFE | E0DD | UN | 1 | SequenceDelimitationItem
0008 | 0051 | SQ | 1 | IssuerOfAccessionNumberSequence
0008 | 0117 | UI | 1 | ContextUID
0008 | 103F | SQ | 1 | SeriesDescriptionCodeSequence
0008 | 1134 | SQ | 1 | ReferencedStereometricInstanceSequence
0008 | 1161 | UL | 1-n | SimpleFrameList
0008 | 1162 | UL | 3-3n | CalculatedFrameList
0008 | 1163 | FD | 2 | TimeRange
0008 | 1164 | SQ | 1 | FrameExtractionSequence
0008 | 1167 | UI | 1 | MultiFrameSourceSOPInstanceUID
0008 | 2133 | SQ | 1 | EventTimerSequence
0008 | 2134 | FD | 1 | EventTimeOffset
0008 | 2135 | SQ | 1 | EventCodeSequence
0008 | 2251 | SQ | 1 | AnatomicStructureSpaceOrRegionCodeSequenceTrial
0008 | 2253 | SQ | 1 | AnatomicPortalOfEntranceCodeSequenceTrial
0008 | 2255 | SQ | 1 | AnatomicApproachDirectionCodeSequenceTrial
0008 | 2256 | ST | 1 | AnatomicPerspectiveDescriptionTrial
0008 | 2257 | SQ | 1 | AnatomicPerspectiveCodeSequenceTrial
0008 | 2258 | ST | 1 | AnatomicLocationOfExaminingInstrumentDescriptionTrial
0008 | 2259 | SQ | 1 | AnatomicLocationOfExaminingInstrumentCodeSequenceTrial
0008 | 225A | SQ | 1 | AnatomicStructureSpaceOrRegionModifierCodeSequenceTrial
0008 | 225C | SQ | 1 | OnAxisBackgroundAnatomicStructureCodeSequenceTrial
0010 | 0022 | CS | 1 | TypeOfPatientID
0010 | 0024 | SQ | 1 | IssuerOfPatientIDQualifiersSequence
0010 | 1002 | SQ | 1 | OtherPatientIDsSequence
0010 | 1021 | SQ | 1 | PatientSizeCodeSequence
0010 | 2201 | LO | 1 | PatientSpeciesDescription
0010 | 2202 | SQ | 1 | PatientSpeciesCodeSequence
0010 | 2203 | CS | 1 | PatientSexNeutered
0010 | 2210 | CS | 1 | AnatomicalOrientationType
0010 | 2292 | LO | 1 | PatientBreedDescription
0010 | 2293 | SQ | 1 | PatientBreedCodeSequence
0010 | 2294 | SQ | 1 | BreedRegistrationSequence
0010 | 2295 | LO | 1 | BreedRegistrationNumber
0010 | 2296 | SQ | 1 | BreedRegistryCodeSequence
0010 | 2297 | PN | 1 | ResponsiblePerson
0010 | 2298 | CS | 1 | ResponsiblePersonRole
0010 | 2299 | LO | 1 | ResponsibleOrganization
0012 | 0064 | SQ | 1 | DeidentificationMethodCodeSequence
0012 | 0071 | LO | 1 | ClinicalTrialSeriesID
0012 | 0072 | LO | 1 | ClinicalTrialSeriesDescription
0012 | 0081 | LO | 1 | ClinicalTrialProtocolEthicsCommitteeName
0012 | 0082 | LO | 1 | ClinicalTrialProtocolEthicsCommitteeApprovalNumber
0012 | 0083 | SQ | 1 | ConsentForClinicalTrialUseSequence
0012 | 0084 | CS | 1 | DistributionType
0012 | 0085 | CS | 1 | ConsentForDistributionFlag
0014 | 0023 | ST | 1-n | CADFileFormat
0014 | 0024 | ST | 1-n | ComponentReferenceSystem
0014 | 0025 | ST | 1-n | ComponentManufacturingProcedure
0014 | 0028 | ST | 1-n | ComponentManufacturer
0014 | 0030 | DS | 1-n | MaterialThickness
0014 | 0032 | DS | 1-n | MaterialPipeDiameter
0014 | 0034 | DS | 1-n | MaterialIsolationDiameter
0014 | 0042 | ST | 1-n | MaterialGrade
0014 | 0044 | ST | 1-n | MaterialPropertiesFileID
0014 | 0045 | ST | 1-n | MaterialPropertiesFileFormat
0014 | 0046 | LT | 1 | MaterialNotes
0014 | 0050 | CS | 1 | ComponentShape
0014 | 0052 | CS | 1 | CurvatureType
0014 | 0054 | DS | 1 | OuterDiameter
0014 | 0056 | DS | 1 | InnerDiameter
0014 | 1010 | ST | 1 | ActualEnvironmentalConditions
0014 | 1020 | DA | 1 | ExpiryDate
0014 | 1040 | ST | 1 | EnvironmentalConditions
0014 | 2002 | SQ | 1 | EvaluatorSequence
0014 | 2004 | IS | 1 | EvaluatorNumber
0014 | 2006 | PN | 1 | EvaluatorName
0014 | 2008 | IS | 1 | EvaluationAttempt
0014 | 2012 | SQ | 1 | IndicationSequence
0014 | 2014 | IS | 1 | IndicationNumber
0014 | 2016 | SH | 1 | IndicationLabel
0014 | 2018 | ST | 1 | IndicationDescription
0014 | 201A | CS | 1-n | IndicationType
0014 | 201C | CS | 1 | IndicationDisposition
0014 | 201E | SQ | 1 | IndicationROISequence
0014 | 2030 | SQ | 1 | IndicationPhysicalPropertySequence
0014 | 2032 | SH | 1 | PropertyLabel
0014 | 2202 | IS | 1 | CoordinateSystemNumberOfAxes
0014 | 2204 | SQ | 1 | CoordinateSystemAxesSequence
0014 | 2206 | ST | 1 | CoordinateSystemAxisDescription
0014 | 2208 | CS | 1 | CoordinateSystemDataSetMapping
0014 | 220A | IS | 1 | CoordinateSystemAxisNumber
0014 | 220C | CS | 1 | CoordinateSystemAxisType
0014 | 220E | CS | 1 | CoordinateSystemAxisUnits
0014 | 2210 | OB | 1 | CoordinateSystemAxisValues
0014 | 2220 | SQ | 1 | CoordinateSystemTransformSequence
0014 | 2222 | ST | 1 | TransformDescription
0014 | 2224 | IS | 1 | TransformNumberOfAxes
0014 | 2226 | IS | 1-n | TransformOrderOfAxes
0014 | 2228 | CS | 1 | TransformedAxisUnits
0014 | 222A | DS | 1-n | CoordinateSystemTransformRotationAndScaleMatrix
0014 | 222C | DS | 1-n | CoordinateSystemTransformTranslationMatrix
0014 | 3011 | DS | 1 | InternalDetectorFrameTime
0014 | 3012 | DS | 1 | NumberOfFramesIntegrated
0014 | 3020 | SQ | 1 | DetectorTemperatureSequence
0014 | 3022 | DS | 1 | SensorName
0014 | 3024 | DS | 1 | HorizontalOffsetOfSensor
0014 | 3026 | DS | 1 | VerticalOffsetOfSensor
0014 | 3028 | DS | 1 | SensorTemperature
0014 | 3040 | SQ | 1 | DarkCurrentSequence
0014 | 3050 | OB | 1 | DarkCurrentCounts
0014 | 3060 | SQ | 1 | GainCorrectionReferenceSequence
0014 | 3070 | OB | 1 | AirCounts
0014 | 3071 | DS | 1 | KVUsedInGainCalibration
0014 | 3072 | DS | 1 | MAUsedInGainCalibration
0014 | 3073 | DS | 1 | NumberOfFramesUsedForIntegration
0014 | 3074 | LO | 1 | FilterMaterialUsedInGainCalibration
0014 | 3075 | DS | 1 | FilterThicknessUsedInGainCalibration
0014 | 3076 | DA | 1 | DateOfGainCalibration
0014 | 3077 | TM | 1 | TimeOfGainCalibration
0014 | 3080 | OB | 1 | BadPixelImage
0014 | 3099 | LT | 1 | CalibrationNotes
0014 | 4002 | SQ | 1 | PulserEquipmentSequence
0014 | 4004 | CS | 1 | PulserType
0014 | 4006 | LT | 1 | PulserNotes
0014 | 4008 | SQ | 1 | ReceiverEquipmentSequence
0014 | 400A | CS | 1 | AmplifierType
0014 | 400C | LT | 1 | ReceiverNotes
0014 | 400E | SQ | 1 | PreAmplifierEquipmentSequence
0014 | 400F | LT | 1 | PreAmplifierNotes
0014 | 4010 | SQ | 1 | TransmitTransducerSequence
0014 | 4011 | SQ | 1 | ReceiveTransducerSequence
0014 | 4012 | US | 1 | NumberOfElements
0014 | 4013 | CS | 1 | ElementShape
0014 | 4014 | DS | 1 | ElementDimensionA
0014 | 4015 | DS | 1 | ElementDimensionB
0014 | 4016 | DS | 1 | ElementPitch
0014 | 4017 | DS | 1 | MeasuredBeamDimensionA
0014 | 4018 | DS | 1 | MeasuredBeamDimensionB
0014 | 4019 | DS | 1 | LocationOfMeasuredBeamDiameter
0014 | 401A | DS | 1 | NominalFrequency
0014 | 401B | DS | 1 | MeasuredCenterFrequency
0014 | 401C | DS | 1 | MeasuredBandwidth
0014 | 4020 | SQ | 1 | PulserSettingsSequence
0014 | 4022 | DS | 1 | PulseWidth
0014 | 4024 | DS | 1 | ExcitationFrequency
0014 | 4026 | CS | 1 | ModulationType
0014 | 4028 | DS | 1 | Damping
0014 | 4030 | SQ | 1 | ReceiverSettingsSequence
0014 | 4031 | DS | 1 | AcquiredSoundpathLength
0014 | 4032 | CS | 1 | AcquisitionCompressionType
0014 | 4033 | IS | 1 | AcquisitionSampleSize
0014 | 4034 | DS | 1 | RectifierSmoothing
0014 | 4035 | SQ | 1 | DACSequence
0014 | 4036 | CS | 1 | DACType
0014 | 4038 | DS | 1-n | DACGainPoints
0014 | 403A | DS | 1-n | DACTimePoints
0014 | 403C | DS | 1-n | DACAmplitude
0014 | 4040 | SQ | 1 | PreAmplifierSettingsSequence
0014 | 4050 | SQ | 1 | TransmitTransducerSettingsSequence
0014 | 4051 | SQ | 1 | ReceiveTransducerSettingsSequence
0014 | 4052 | DS | 1 | IncidentAngle
0014 | 4054 | ST | 1 | CouplingTechnique
0014 | 4056 | ST | 1 | CouplingMedium
0014 | 4057 | DS | 1 | CouplingVelocity
0014 | 4058 | DS | 1 | CrystalCenterLocationX
0014 | 4059 | DS | 1 | CrystalCenterLocationZ
0014 | 405A | DS | 1 | SoundPathLength
0014 | 405C | ST | 1 | DelayLawIdentifier
0014 | 4060 | SQ | 1 | GateSettingsSequence
0014 | 4062 | DS | 1 | GateThreshold
0014 | 4064 | DS | 1 | VelocityOfSound
0014 | 4070 | SQ | 1 | CalibrationSettingsSequence
0014 | 4072 | ST | 1 | CalibrationProcedure
0014 | 4074 | SH | 1 | ProcedureVersion
0014 | 4076 | DA | 1 | ProcedureCreationDate
0014 | 4078 | DA | 1 | ProcedureExpirationDate
0014 | 407A | DA | 1 | ProcedureLastModifiedDate
0014 | 407C | TM | 1-n | CalibrationTime
0014 | 407E | DA | 1-n | CalibrationDate
0014 | 5002 | IS | 1 | LINACEnergy
0014 | 5004 | IS | 1 | LINACOutput
0018 | 0042 | CS | 1 | InitialCineRunState
0018 | 1003 | LO | 1 | DeviceID
0018 | 1005 | LO | 1 | GeneratorID
0018 | 1006 | LO | 1 | GridID
0018 | 1007 | LO | 1 | CassetteID
0018 | 1008 | LO | 1 | GantryID
0018 | 1411 | DS | 1 | ExposureIndex
0018 | 1412 | DS | 1 | TargetExposureIndex
0018 | 1413 | DS | 1 | DeviationIndex
0018 | 7036 | FL | 2 | PixelDataAreaOriginRelativeToFOV
0018 | 7038 | FL | 1 | PixelDataAreaRotationAngleRelativeToFOV
0018 | 7056 | FL | 1-n | FilterBeamPathLengthMinimum
0018 | 7058 | FL | 1-n | FilterBeamPathLengthMaximum
0018 | 9092 | SQ | 1 | VelocityEncodingAcquisitionSequence
0018 | 9096 | FD | 1 | ParallelReductionFactorInPlaneRetired
0018 | 9185 | ST | 1 | RespiratoryMotionCompensationTechniqueDescription
0018 | 9186 | SH | 1 | RespiratorySignalSourceID
0018 | 9250 | CS | 1 | ArterialSpinLabelingContrast
0018 | 9251 | SQ | 1 | MRArterialSpinLabeling
0018 | 9252 | LO | 1 | ASLTechniqueDescription
0018 | 9253 | US | 1 | ASLSlabNumber
0018 | 9254 | FD | 1 | ASLSlabThickness
0018 | 9255 | FD | 3 | ASLSlabOrientation
0018 | 9256 | FD | 3 | ASLMidSlabPosition
0018 | 9257 | CS | 1 | ASLContext
0018 | 9258 | UL | 1 | ASLPulseTrainDuration
0018 | 9259 | CS | 1 | ASLCrusherFlag
0018 | 925A | FD | 1 | ASLCrusherFlow
0018 | 925B | LO | 1 | ASLCrusherDescription
0018 | 925C | CS | 1 | ASLBolusCutoffFlag
0018 | 925D | SQ | 1 | ASLBolusCutoffTimingSequence
0018 | 925E | LO | 1 | ASLBolusCutoffTechnique
0018 | 925F | UL | 1 | ASLBolusCutoffDelayTime
0018 | 9260 | SQ | 1 | ASLSlabSequence
0018 | 9346 | SQ | 1 | CTDIPhantomTypeCodeSequence
0018 | 9351 | FL | 1 | CalciumScoringMassFactorPatient
0018 | 9352 | FL | 3 | CalciumScoringMassFactorDevice
0018 | 9353 | FL | 1 | EnergyWeightingFactor
0018 | 9360 | SQ | 1 | CTAdditionalXRaySourceSequence
0018 | 9406 | SQ | 1 | TablePositionSequence
0018 | 9407 | SQ | 1 | CollimatorShapeSequence
0018 | 9410 | CS | 1 | PlanesInAcquisition
0018 | 9412 | SQ | 1 | XAXRFFrameCharacteristicsSequence
0018 | 9417 | SQ | 1 | FrameAcquisitionSequence
0018 | 9420 | CS | 1 | XRayReceptorType
0018 | 9423 | LO | 1 | AcquisitionProtocolName
0018 | 9424 | LT | 1 | AcquisitionProtocolDescription
0018 | 9425 | CS | 1 | ContrastBolusIngredientOpaque
0018 | 9426 | FL | 1 | DistanceReceptorPlaneToDetectorHousing
0018 | 9427 | CS | 1 | IntensifierActiveShape
0018 | 9428 | FL | 1-2 | IntensifierActiveDimensions
0018 | 9429 | FL | 2 | PhysicalDetectorSize
0018 | 9430 | FL | 2 | PositionOfIsocenterProjection
0018 | 9432 | SQ | 1 | FieldOfViewSequence
0018 | 9433 | LO | 1 | FieldOfViewDescription
0018 | 9434 | SQ | 1 | ExposureControlSensingRegionsSequence
0018 | 9435 | CS | 1 | ExposureControlSensingRegionShape
0018 | 9436 | SS | 1 | ExposureControlSensingRegionLeftVerticalEdge
0018 | 9437 | SS | 1 | ExposureControlSensingRegionRightVerticalEdge
0018 | 9438 | SS | 1 | ExposureControlSensingRegionUpperHorizontalEdge
0018 | 9439 | SS | 1 | ExposureControlSensingRegionLowerHorizontalEdge
0018 | 9440 | SS | 2 | CenterOfCircularExposureControlSensingRegion
0018 | 9441 | US | 1 | RadiusOfCircularExposureControlSensingRegion
0018 | 9442 | SS | 2-n | VerticesOfThePolygonalExposureControlSensingRegion
0018 | 9447 | FL | 1 | ColumnAngulationPatient
0018 | 9449 | FL | 1 | BeamAngle
0018 | 9451 | SQ | 1 | FrameDetectorParametersSequence
0018 | 9452 | FL | 1 | CalculatedAnatomyThickness
0018 | 9455 | SQ | 1 | CalibrationSequence
0018 | 9456 | SQ | 1 | ObjectThicknessSequence
0018 | 9457 | CS | 1 | PlaneIdentification
0018 | 9461 | FL | 1-2 | FieldOfViewDimensionsInFloat
0018 | 9462 | SQ | 1 | IsocenterReferenceSystemSequence
0018 | 9463 | FL | 1 | PositionerIsocenterPrimaryAngle
0018 | 9464 | FL | 1 | PositionerIsocenterSecondaryAngle
0018 | 9465 | FL | 1 | PositionerIsocenterDetectorRotationAngle
0018 | 9466 | FL | 1 | TableXPositionToIsocenter
0018 | 9467 | FL | 1 | TableYPositionToIsocenter
0018 | 9468 | FL | 1 | TableZPositionToIsocenter
0018 | 9469 | FL | 1 | TableHorizontalRotationAngle
0018 | 9470 | FL | 1 | TableHeadTiltAngle
0018 | 9471 | FL | 1 | TableCradleTiltAngle
0018 | 9472 | SQ | 1 | FrameDisplayShutterSequence
0018 | 9473 | FL | 1 | AcquiredImageAreaDoseProduct
0018 | 9474 | CS | 1 | CArmPositionerTabletopRelationship
0018 | 9476 | SQ | 1 | XRayGeometrySequence
0018 | 9477 | SQ | 1 | IrradiationEventIdentificationSequence
0018 | 9504 | SQ | 1 | XRay3DFrameTypeSequence
0018 | 9506 | SQ | 1 | ContributingSourcesSequence
0018 | 9507 | SQ | 1 | XRay3DAcquisitionSequence
0018 | 9508 | FL | 1 | PrimaryPositionerScanArc
0018 | 9509 | FL | 1 | SecondaryPositionerScanArc
0018 | 9510 | FL | 1 | PrimaryPositionerScanStartAngle
0018 | 9511 | FL | 1 | SecondaryPositionerScanStartAngle
0018 | 9514 | FL | 1 | PrimaryPositionerIncrement
0018 | 9515 | FL | 1 | SecondaryPositionerIncrement
0018 | 9516 | DT | 1 | StartAcquisitionDateTime
0018 | 9517 | DT | 1 | EndAcquisitionDateTime
0018 | 9524 | LO | 1 | ApplicationName
0018 | 9525 | LO | 1 | ApplicationVersion
0018 | 9526 | LO | 1 | ApplicationManufacturer
0018 | 9527 | CS | 1 | AlgorithmType
0018 | 9528 | LO | 1 | AlgorithmDescription
0018 | 9530 | SQ | 1 | XRay3DReconstructionSequence
0018 | 9531 | LO | 1 | ReconstructionDescription
0018 | 9538 | SQ | 1 | PerProjectionAcquisitionSequence
0018 | 9601 | SQ | 1 | DiffusionBMatrixSequence
0018 | 9602 | FD | 1 | DiffusionBValueXX
0018 | 9603 | FD | 1 | DiffusionBValueXY
0018 | 9604 | FD | 1 | DiffusionBValueXZ
0018 | 9605 | FD | 1 | DiffusionBValueYY
0018 | 9606 | FD | 1 | DiffusionBValueYZ
0018 | 9607 | FD | 1 | DiffusionBValueZZ
0018 | 9701 | DT | 1 | DecayCorrectionDateTime
0018 | 9715 | FD | 1 | StartDensityThreshold
0018 | 9716 | FD | 1 | StartRelativeDensityDifferenceThreshold
0018 | 9717 | FD | 1 | StartCardiacTriggerCountThreshold
0018 | 9718 | FD | 1 | StartRespiratoryTriggerCountThreshold
0018 | 9719 | FD | 1 | TerminationCountsThreshold
0018 | 9720 | FD | 1 | TerminationDensityThreshold
0018 | 9721 | FD | 1 | TerminationRelativeDensityThreshold
0018 | 9722 | FD | 1 | TerminationTimeThreshold
0018 | 9723 | FD | 1 | TerminationCardiacTriggerCountThreshold
0018 | 9724 | FD | 1 | TerminationRespiratoryTriggerCountThreshold
0018 | 9725 | CS | 1 | DetectorGeometry
0018 | 9726 | FD | 1 | TransverseDetectorSeparation
0018 | 9727 | FD | 1 | AxialDetectorDimension
0018 | 9729 | US | 1 | RadiopharmaceuticalAgentNumber
0018 | 9732 | SQ | 1 | PETFrameAcquisitionSequence
0018 | 9733 | SQ | 1 | PETDetectorMotionDetailsSequence
0018 | 9734 | SQ | 1 | PETTableDynamicsSequence
0018 | 9735 | SQ | 1 | PETPositionSequence
0018 | 9736 | SQ | 1 | PETFrameCorrectionFactorsSequence
0018 | 9737 | SQ | 1 | RadiopharmaceuticalUsageSequence
0018 | 9738 | CS | 1 | AttenuationCorrectionSource
0018 | 9739 | US | 1 | NumberOfIterations
0018 | 9740 | US | 1 | NumberOfSubsets
0018 | 9749 | SQ | 1 | PETReconstructionSequence
0018 | 9751 | SQ | 1 | PETFrameTypeSequence
0018 | 9755 | CS | 1 | TimeOfFlightInformationUsed
0018 | 9756 | CS | 1 | ReconstructionType
0018 | 9758 | CS | 1 | DecayCorrected
0018 | 9759 | CS | 1 | AttenuationCorrected
0018 | 9760 | CS | 1 | ScatterCorrected
0018 | 9761 | CS | 1 | DeadTimeCorrected
0018 | 9762 | CS | 1 | GantryMotionCorrected
0018 | 9763 | CS | 1 | PatientMotionCorrected
0018 | 9764 | CS | 1 | CountLossNormalizationCorrected
0018 | 9765 | CS | 1 | RandomsCorrected
0018 | 9766 | CS | 1 | NonUniformRadialSamplingCorrected
0018 | 9767 | CS | 1 | SensitivityCalibrated
0018 | 9768 | CS | 1 | DetectorNormalizationCorrection
0018 | 9769 | CS | 1 | IterativeReconstructionMethod
0018 | 9770 | CS | 1 | AttenuationCorrectionTemporalRelationship
0018 | 9771 | SQ | 1 | PatientPhysiologicalStateSequence
0018 | 9772 | SQ | 1 | PatientPhysiologicalStateCodeSequence
0018 | 9801 | FD | 1-n | DepthsOfFocus
0018 | 9803 | SQ | 1 | ExcludedIntervalsSequence
0018 | 9804 | DT | 1 | ExclusionStartDatetime
0018 | 9805 | FD | 1 | ExclusionDuration
0018 | 9806 | SQ | 1 | USImageDescriptionSequence
0018 | 9807 | SQ | 1 | ImageDataTypeSequence
0018 | 9808 | CS | 1 | DataType
0018 | 9809 | SQ | 1 | TransducerScanPatternCodeSequence
0018 | 980B | CS | 1 | AliasedDataType
0018 | 980C | CS | 1 | PositionMeasuringDeviceUsed
0018 | 980D | SQ | 1 | TransducerGeometryCodeSequence
0018 | 980E | SQ | 1 | TransducerBeamSteeringCodeSequence
0018 | 980F | SQ | 1 | TransducerApplicationCodeSequence
0020 | 00AA | IS | 1 | ReportNumber
0020 | 0242 | UI | 1 | SOPInstanceUIDOfConcatenationSource
0020 | 9154 | FL | 1 | NominalCardiacTriggerTimePriorToRPeak
0020 | 9155 | FL | 1 | ActualCardiacTriggerTimePriorToRPeak
0020 | 9241 | FL | 1 | NominalPercentageOfCardiacPhase
0020 | 9245 | FL | 1 | NominalPercentageOfRespiratoryPhase
0020 | 9246 | FL | 1 | StartingRespiratoryAmplitude
0020 | 9247 | CS | 1 | StartingRespiratoryPhase
0020 | 9248 | FL | 1 | EndingRespiratoryAmplitude
0020 | 9249 | CS | 1 | EndingRespiratoryPhase
0020 | 9250 | CS | 1 | RespiratoryTriggerType
0020 | 9252 | FD | 1 | ActualCardiacTriggerDelayTime
0020 | 9253 | SQ | 1 | RespiratorySynchronizationSequence
0020 | 9254 | FD | 1 | RespiratoryIntervalTime
0020 | 9255 | FD | 1 | NominalRespiratoryTriggerDelayTime
0020 | 9256 | FD | 1 | RespiratoryTriggerDelayThreshold
0020 | 9257 | FD | 1 | ActualRespiratoryTriggerDelayTime
0020 | 9301 | FD | 3 | ImagePositionVolume
0020 | 9302 | FD | 6 | ImageOrientationVolume
0020 | 9307 | CS | 1 | UltrasoundAcquisitionGeometry
0020 | 9308 | FD | 3 | ApexPosition
0020 | 9309 | FD | 16 | VolumeToTransducerMappingMatrix
0020 | 930A | FD | 16 | VolumeToTableMappingMatrix
0020 | 930C | CS | 1 | PatientFrameOfReferenceSource
0020 | 930D | FD | 1 | TemporalPositionTimeOffset
0020 | 930E | SQ | 1 | PlanePositionVolumeSequence
0020 | 930F | SQ | 1 | PlaneOrientationVolumeSequence
0020 | 9310 | SQ | 1 | TemporalPositionSequence
0020 | 9311 | CS | 1 | DimensionOrganizationType
0020 | 9312 | UI | 1 | VolumeFrameOfReferenceUID
0020 | 9313 | UI | 1 | TableFrameOfReferenceUID
0020 | 9421 | LO | 1 | DimensionDescriptionLabel
0020 | 9450 | SQ | 1 | PatientOrientationInFrameSequence
0020 | 9453 | LO | 1 | FrameLabel
0020 | 9518 | US | 1-n | AcquisitionIndex
0020 | 9529 | SQ | 1 | ContributingSOPInstancesReferenceSequence
0020 | 9536 | US | 1 | ReconstructionIndex
0022 | 001E | FL | 1 | CameraAngleOfView
0022 | 0030 | FL | 1 | AxialLengthOfTheEye
0022 | 0031 | SQ | 1 | OphthalmicFrameLocationSequence
0022 | 0032 | FL | 2-2n | ReferenceCoordinates
0022 | 0035 | FL | 1 | DepthSpatialResolution
0022 | 0036 | FL | 1 | MaximumDepthDistortion
0022 | 0037 | FL | 1 | AlongScanSpatialResolution
0022 | 0038 | FL | 1 | MaximumAlongScanDistortion
0022 | 0039 | CS | 1 | OphthalmicImageOrientation
0022 | 0041 | FL | 1 | DepthOfTransverseImage
0022 | 0042 | SQ | 1 | MydriaticAgentConcentrationUnitsSequence
0022 | 0048 | FL | 1 | AcrossScanSpatialResolution
0022 | 0049 | FL | 1 | MaximumAcrossScanDistortion
0022 | 004E | DS | 1 | MydriaticAgentConcentration
0022 | 0055 | FL | 1 | IlluminationWaveLength
0022 | 0056 | FL | 1 | IlluminationPower
0022 | 0057 | FL | 1 | IlluminationBandwidth
0022 | 0058 | SQ | 1 | MydriaticAgentSequence
0022 | 1007 | SQ | 1 | OphthalmicAxialMeasurementsRightEyeSequence
0022 | 1008 | SQ | 1 | OphthalmicAxialMeasurementsLeftEyeSequence
0022 | 1010 | CS | 1 | OphthalmicAxialLengthMeasurementsType
0022 | 1019 | FL | 1 | OphthalmicAxialLength
0022 | 1024 | SQ | 1 | LensStatusCodeSequence
0022 | 1025 | SQ | 1 | VitreousStatusCodeSequence
0022 | 1028 | SQ | 1 | IOLFormulaCodeSequence
0022 | 1029 | LO | 1 | IOLFormulaDetail
0022 | 1033 | FL | 1 | KeratometerIndex
0022 | 1035 | SQ | 1 | SourceOfOphthalmicAxialLengthCodeSequence
0022 | 1037 | FL | 1 | TargetRefraction
0022 | 1039 | CS | 1 | RefractiveProcedureOccurred
0022 | 1040 | SQ | 1 | RefractiveSurgeryTypeCodeSequence
0022 | 1044 | SQ | 1 | OphthalmicUltrasoundAxialMeasurementsTypeCodeSequence
0022 | 1050 | SQ | 1 | OphthalmicAxialLengthMeasurementsSequence
0022 | 1053 | FL | 1 | IOLPower
0022 | 1054 | FL | 1 | PredictedRefractiveError
0022 | 1059 | FL | 1 | OphthalmicAxialLengthVelocity
0022 | 1065 | LO | 1 | LensStatusDescription
0022 | 1066 | LO | 1 | VitreousStatusDescription
0022 | 1090 | SQ | 1 | IOLPowerSequence
0022 | 1092 | SQ | 1 | LensConstantSequence
0022 | 1093 | LO | 1 | IOLManufacturer
0022 | 1094 | LO | 1 | LensConstantDescription
0022 | 1096 | SQ | 1 | KeratometryMeasurementTypeCodeSequence
0022 | 1100 | SQ | 1 | ReferencedOphthalmicAxialMeasurementsSequence
0022 | 1101 | SQ | 1 | OphthalmicAxialLengthMeasurementsSegmentNameCodeSequence
0022 | 1103 | SQ | 1 | RefractiveErrorBeforeRefractiveSurgeryCodeSequence
0022 | 1121 | FL | 1 | IOLPowerForExactEmmetropia
0022 | 1122 | FL | 1 | IOLPowerForExactTargetRefraction
0022 | 1125 | SQ | 1 | AnteriorChamberDepthDefinitionCodeSequence
0022 | 1130 | FL | 1 | LensThickness
0022 | 1131 | FL | 1 | AnteriorChamberDepth
0022 | 1132 | SQ | 1 | SourceOfLensThicknessDataCodeSequence
0022 | 1133 | SQ | 1 | SourceOfAnteriorChamberDepthDataCodeSequence
0022 | 1135 | SQ | 1 | SourceOfRefractiveErrorDataCodeSequence
0022 | 1140 | CS | 1 | OphthalmicAxialLengthMeasurementModified
0022 | 1150 | SQ | 1 | OphthalmicAxialLengthDataSourceCodeSequence
0022 | 1153 | SQ | 1 | OphthalmicAxialLengthAcquisitionMethodCodeSequence
0022 | 1155 | FL | 1 | SignalToNoiseRatio
0022 | 1159 | LO | 1 | OphthalmicAxialLengthDataSourceDescription
0022 | 1210 | SQ | 1 | OphthalmicAxialLengthMeasurementsTotalLengthSequence
0022 | 1211 | SQ | 1 | OphthalmicAxialLengthMeasurementsSegmentalLengthSequence
0022 | 1212 | SQ | 1 | OphthalmicAxialLengthMeasurementsLengthSummationSequence
0022 | 1220 | SQ | 1 | UltrasoundOphthalmicAxialLengthMeasurementsSequence
0022 | 1225 | SQ | 1 | OpticalOphthalmicAxialLengthMeasurementsSequence
0022 | 1230 | SQ | 1 | UltrasoundSelectedOphthalmicAxialLengthSequence
0022 | 1250 | SQ | 1 | OphthalmicAxialLengthSelectionMethodCodeSequence
0022 | 1255 | SQ | 1 | OpticalSelectedOphthalmicAxialLengthSequence
0022 | 1257 | SQ | 1 | SelectedSegmentalOphthalmicAxialLengthSequence
0022 | 1260 | SQ | 1 | SelectedTotalOphthalmicAxialLengthSequence
0022 | 1262 | SQ | 1 | OphthalmicAxialLengthQualityMetricSequence
0022 | 1273 | LO | 1 | OphthalmicAxialLengthQualityMetricTypeDescription
0022 | 1300 | SQ | 1 | IntraocularLensCalculationsRightEyeSequence
0022 | 1310 | SQ | 1 | IntraocularLensCalculationsLeftEyeSequence
0022 | 1330 | SQ | 1 | ReferencedOphthalmicAxialLengthMeasurementQCImage
0024 | 0010 | FL | 1 | VisualFieldHorizontalExtent
0024 | 0011 | FL | 1 | VisualFieldVerticalExtent
0024 | 0012 | CS | 1 | VisualFieldShape
0024 | 0016 | SQ | 1 | ScreeningTestModeCodeSequence
0024 | 0018 | FL | 1 | MaximumStimulusLuminance
0024 | 0020 | FL | 1 | BackgroundLuminance
0024 | 0021 | SQ | 1 | StimulusColorCodeSequence
0024 | 0024 | SQ | 1 | BackgroundIlluminationColorCodeSequence
0024 | 0025 | FL | 1 | StimulusArea
0024 | 0028 | FL | 1 | StimulusPresentationTime
0024 | 0032 | SQ | 1 | FixationSequence
0024 | 0033 | SQ | 1 | FixationMonitoringCodeSequence
0024 | 0034 | SQ | 1 | VisualFieldCatchTrialSequence
0024 | 0035 | US | 1 | FixationCheckedQuantity
0024 | 0036 | US | 1 | PatientNotProperlyFixatedQuantity
0024 | 0037 | CS | 1 | PresentedDataFlag
0024 | 0038 | US | 1 | NumberOfVisualStimuli
0024 | 0039 | CS | 1 | ExcessiveFixationLossesDataFlag
0024 | 0040 | CS | 1 | ExcessiveFixationLosses
0024 | 0042 | US | 1 | StimuliRetesting
0024 | 0044 | LT | 1 | CommentsOnPatientPerformanceOfVisualField
0024 | 0045 | CS | 1 | FalseNegativesEstimateFlag
0024 | 0046 | FL | 1 | FalseNegativesEstimate
0024 | 0048 | US | 1 | NegativeCatchTrials
0024 | 0050 | US | 1 | FalseNegatives
0024 | 0051 | CS | 1 | ExcessiveFalseNegativesDataFlag
0024 | 0052 | CS | 1 | ExcessiveFalseNegatives
0024 | 0053 | CS | 1 | FalsePositivesEstimateFlag
0024 | 0054 | FL | 1 | FalsePositivesEstimate
0024 | 0055 | CS | 1 | CatchTrialsDataFlag
0024 | 0056 | US | 1 | PositiveCatchTrials
0024 | 0057 | CS | 1 | TestPointNormalsDataFlag
0024 | 0058 | SQ | 1 | TestPointNormalsSequence
0024 | 0059 | CS | 1 | GlobalDeviationProbabilityNormalsFlag
0024 | 0060 | US | 1 | FalsePositives
0024 | 0061 | CS | 1 | ExcessiveFalsePositivesDataFlag
0024 | 0062 | CS | 1 | ExcessiveFalsePositives
0024 | 0063 | CS | 1 | VisualFieldTestNormalsFlag
0024 | 0064 | SQ | 1 | ResultsNormalsSequence
0024 | 0065 | SQ | 1 | AgeCorrectedSensitivityDeviationAlgorithmSequence
0024 | 0066 | FL | 1 | GlobalDeviationFromNormal
0024 | 0067 | SQ | 1 | GeneralizedDefectSensitivityDeviationAlgorithmSequence
0024 | 0068 | FL | 1 | LocalizedDeviationfromNormal
0024 | 0069 | LO | 1 | PatientReliabilityIndicator
0024 | 0070 | FL | 1 | VisualFieldMeanSensitivity
0024 | 0071 | FL | 1 | GlobalDeviationProbability
0024 | 0072 | CS | 1 | LocalDeviationProbabilityNormalsFlag
0024 | 0073 | FL | 1 | LocalizedDeviationProbability
0024 | 0074 | CS | 1 | ShortTermFluctuationCalculated
0024 | 0075 | FL | 1 | ShortTermFluctuation
0024 | 0076 | CS | 1 | ShortTermFluctuationProbabilityCalculated
0024 | 0077 | FL | 1 | ShortTermFluctuationProbability
0024 | 0078 | CS | 1 | CorrectedLocalizedDeviationFromNormalCalculated
0024 | 0079 | FL | 1 | CorrectedLocalizedDeviationFromNormal
0024 | 0080 | CS | 1 | CorrectedLocalizedDeviationFromNormalProbabilityCalculated
0024 | 0081 | FL | 1 | CorrectedLocalizedDeviationFromNormalProbability
0024 | 0083 | SQ | 1 | GlobalDeviation
0024 | 0085 | SQ | 1 | LocalizedDeviation
0024 | 0086 | CS | 1 | FovealSensitivityMeasured
0024 | 0087 | FL | 1 | FovealSensitivity
0024 | 0088 | FL | 1 | VisualFieldTestDuration
0024 | 0089 | SQ | 1 | VisualFieldTestPointSequence
0024 | 0090 | FL | 1 | VisualFieldTestPointXCoordinate
0024 | 0091 | FL | 1 | VisualFieldTestPointYCoordinate
0024 | 0092 | FL | 1 | AgeCorrectedSensitivityDeviationValue
0024 | 0093 | CS | 1 | StimulusResults
0024 | 0094 | FL | 1 | SensitivityValue
0024 | 0095 | CS | 1 | RetestStimulusSeen
0024 | 0096 | FL | 1 | RetestSensitivityValue
0024 | 0097 | SQ | 1 | VisualFieldTestPointNormalsSequence
0024 | 0098 | FL | 1 | QuantifiedDefect
0024 | 0100 | FL | 1 | AgeCorrectedSensitivityDeviationProbabilityValue
0024 | 0102 | CS | 1 | GeneralizedDefectCorrectedSensitivityDeviationFlag
0024 | 0103 | FL | 1 | GeneralizedDefectCorrectedSensitivityDeviationValue
0024 | 0104 | FL | 1 | GeneralizedDefectCorrectedSensitivityDeviationProbabilityValue
0024 | 0105 | FL | 1 | MinimumSensitivityValue
0024 | 0106 | CS | 1 | BlindSpotLocalized
0024 | 0107 | FL | 1 | BlindSpotXCoordinate
0024 | 0108 | FL | 1 | BlindSpotYCoordinate
0024 | 0110 | SQ | 1 | VisualAcuityMeasurementSequence
0024 | 0112 | SQ | 1 | RefractiveParametersUsedOnPatientSequence
0024 | 0113 | CS | 1 | MeasurementLaterality
0024 | 0114 | SQ | 1 | OphthalmicPatientClinicalInformationLeftEyeSequence
0024 | 0115 | SQ | 1 | OphthalmicPatientClinicalInformationRightEyeSequence
0024 | 0117 | CS | 1 | FovealPointNormativeDataFlag
0024 | 0118 | FL | 1 | FovealPointProbabilityValue
0024 | 0120 | CS | 1 | ScreeningBaselineMeasured
0024 | 0122 | SQ | 1 | ScreeningBaselineMeasuredSequence
0024 | 0124 | CS | 1 | ScreeningBaselineType
0024 | 0126 | FL | 1 | ScreeningBaselineValue
0024 | 0202 | LO | 1 | AlgorithmSource
0024 | 0306 | LO | 1 | DataSetName
0024 | 0307 | LO | 1 | DataSetVersion
0024 | 0308 | LO | 1 | DataSetSource
0024 | 0309 | LO | 1 | DataSetDescription
0024 | 0317 | SQ | 1 | VisualFieldTestReliabilityGlobalIndexSequence
0024 | 0320 | SQ | 1 | VisualFieldGlobalResultsIndexSequence
0024 | 0325 | SQ | 1 | DataObservationSequence
0024 | 0338 | CS | 1 | IndexNormalsFlag
0024 | 0341 | FL | 1 | IndexProbability
0024 | 0344 | SQ | 1 | IndexProbabilitySequence
0028 | 005F | LO | 1 | CompressionRecognitionCode
0028 | 0061 | SH | 1 | CompressionOriginator
0028 | 0062 | LO | 1 | CompressionLabel
0028 | 0063 | SH | 1 | CompressionDescription
0028 | 0065 | CS | 1-n | CompressionSequence
0028 | 0066 | AT | 1-n | CompressionStepPointers
0028 | 0068 | US | 1 | RepeatInterval
0028 | 0069 | US | 1 | BitsGrouped
0028 | 0070 | US | 1-n | PerimeterTable
0028 | 0071 | US | 1 | PerimeterValue
0028 | 0080 | US | 1 | PredictorRows
0028 | 0081 | US | 1 | PredictorColumns
0028 | 0082 | US | 1-n | PredictorConstants
0028 | 0090 | CS | 1 | BlockedPixels
0028 | 0091 | US | 1 | BlockRows
0028 | 0092 | US | 1 | BlockColumns
0028 | 0093 | US | 1 | RowOverlap
0028 | 0094 | US | 1 | ColumnOverlap
0028 | 0121 | US | 1 | PixelPaddingRangeLimit
0028 | 0302 | CS | 1 | RecognizableVisualFeatures
0028 | 0303 | CS | 1 | LongitudinalTemporalInformationModified
0028 | 0400 | LO | 1 | TransformLabel
0028 | 0401 | LO | 1 | TransformVersionNumber
0028 | 0403 | LO | 1-n | SequenceOfCompressedData
0028 | 0700 | LO | 1 | DCTLabel
0028 | 0701 | CS | 1-n | DataBlockDescription
0028 | 0702 | AT | 1-n | DataBlock
0028 | 0710 | US | 1 | NormalizationFactorFormat
0028 | 0720 | US | 1 | ZonalMapNumberFormat
0028 | 0721 | AT | 1-n | ZonalMapLocation
0028 | 0722 | US | 1 | ZonalMapFormat
0028 | 0730 | US | 1 | AdaptiveMapFormat
0028 | 0740 | US | 1 | CodeNumberFormat
0028 | 0A02 | CS | 1 | PixelSpacingCalibrationType
0028 | 0A04 | LO | 1 | PixelSpacingCalibrationDescription
0028 | 1104 | US | 3 | AlphaPaletteColorLookupTableDescriptor
0028 | 1111 | US | 4 | LargeRedPaletteColorLookupTableDescriptor
0028 | 1112 | US | 4 | LargeGreenPaletteColorLookupTableDescriptor
0028 | 1113 | US | 4 | LargeBluePaletteColorLookupTableDescriptor
0028 | 1204 | OW | 1 | AlphaPaletteColorLookupTableData
0028 | 1211 | OW | 1 | LargeRedPaletteColorLookupTableData
0028 | 1212 | OW | 1 | LargeGreenPaletteColorLookupTableData
0028 | 1213 | OW | 1 | LargeBluePaletteColorLookupTableData
0028 | 1214 | UI | 1 | LargePaletteColorLookupTableUID
0028 | 1401 | SQ | 1 | DataFrameAssignmentSequence
0028 | 1402 | CS | 1 | DataPathAssignment
0028 | 1403 | US | 1 | BitsMappedToColorLookupTable
0028 | 1404 | SQ | 1 | BlendingLUT1Sequence
0028 | 1405 | CS | 1 | BlendingLUT1TransferFunction
0028 | 1406 | FD | 1 | BlendingWeightConstant
0028 | 1407 | US | 3 | BlendingLookupTableDescriptor
0028 | 1408 | OW | 1 | BlendingLookupTableData
0028 | 140B | SQ | 1 | EnhancedPaletteColorLookupTableSequence
0028 | 140C | SQ | 1 | BlendingLUT2Sequence
0028 | 140D | CS | 1 | BlendingLUT2TransferFunction
0028 | 140E | CS | 1 | DataPathID
0028 | 140F | CS | 1 | RGBLUTTransferFunction
0028 | 1410 | CS | 1 | AlphaLUTTransferFunction
0028 | 7FE0 | UT | 1 | PixelDataProviderURL
0028 | 9411 | FL | 1 | DisplayFilterPercentage
0028 | 9415 | SQ | 1 | FramePixelShiftSequence
0028 | 9416 | US | 1 | SubtractionItemID
0028 | 9422 | SQ | 1 | PixelIntensityRelationshipLUTSequence
0028 | 9443 | SQ | 1 | FramePixelDataPropertiesSequence
0028 | 9444 | CS | 1 | GeometricalProperties
0028 | 9445 | FL | 1 | GeometricMaximumDistortion
0028 | 9446 | CS | 1-n | ImageProcessingApplied
0028 | 9454 | CS | 1 | MaskSelectionMode
0028 | 9474 | CS | 1 | LUTFunction
0028 | 9478 | FL | 1 | MaskVisibilityPercentage
0028 | 9501 | SQ | 1 | PixelShiftSequence
0028 | 9502 | SQ | 1 | RegionPixelShiftSequence
0028 | 9503 | SS | 2-2n | VerticesOfTheRegion
0028 | 9505 | SQ | 1 | MultiFramePresentationSequence
0028 | 9506 | US | 2-2n | PixelShiftFrameRange
0028 | 9507 | US | 2-2n | LUTFrameRange
0028 | 9520 | DS | 16 | ImageToEquipmentMappingMatrix
0028 | 9537 | CS | 1 | EquipmentCoordinateSystemIdentification
0032 | 1034 | SQ | 1 | RequestingServiceCodeSequence
0038 | 0014 | SQ | 1 | IssuerOfAdmissionIDSequence
0038 | 0060 | LO | 1 | ServiceEpisodeID
0038 | 0061 | LO | 1 | IssuerOfServiceEpisodeID
0038 | 0062 | LO | 1 | ServiceEpisodeDescription
0038 | 0064 | SQ | 1 | IssuerOfServiceEpisodeIDSequence
003A | 0230 | FL | 1 | WaveformDataDisplayScale
003A | 0231 | US | 3 | WaveformDisplayBackgroundCIELabValue
003A | 0240 | SQ | 1 | WaveformPresentationGroupSequence
003A | 0241 | US | 1 | PresentationGroupNumber
003A | 0242 | SQ | 1 | ChannelDisplaySequence
003A | 0244 | US | 3 | ChannelRecommendedDisplayCIELabValue
003A | 0245 | FL | 1 | ChannelPosition
003A | 0246 | CS | 1 | DisplayShadingFlag
003A | 0247 | FL | 1 | FractionalChannelDisplayScale
003A | 0248 | FL | 1 | AbsoluteChannelDisplayScale
0040 | 0026 | SQ | 1 | OrderPlacerIdentifierSequence
0040 | 0027 | SQ | 1 | OrderFillerIdentifierSequence
0040 | 0031 | UT | 1 | LocalNamespaceEntityID
0040 | 0032 | UT | 1 | UniversalEntityID
0040 | 0033 | CS | 1 | UniversalEntityIDType
0040 | 0035 | CS | 1 | IdentifierTypeCode
0040 | 0036 | SQ | 1 | AssigningFacilitySequence
0040 | 0039 | SQ | 1 | AssigningJurisdictionCodeSequence
0040 | 003A | SQ | 1 | AssigningAgencyOrDepartmentCodeSequence
0040 | 0261 | CS | 1 | PerformedProtocolType
0040 | 0500 | SQ | 1 | ScheduledSpecimenSequence
0040 | 0512 | LO | 1 | ContainerIdentifier
0040 | 0513 | SQ | 1 | IssuerOfTheContainerIdentifierSequence
0040 | 0515 | SQ | 1 | AlternateContainerIdentifierSequence
0040 | 0518 | SQ | 1 | ContainerTypeCodeSequence
0040 | 051A | LO | 1 | ContainerDescription
0040 | 0520 | SQ | 1 | ContainerComponentSequence
0040 | 0552 | SQ | 1 | SpecimenDescriptionSequenceTrial
0040 | 0553 | ST | 1 | SpecimenDescriptionTrial
0040 | 0554 | UI | 1 | SpecimenUID
0040 | 0560 | SQ | 1 | SpecimenDescriptionSequence
0040 | 0562 | SQ | 1 | IssuerOfTheSpecimenIdentifierSequence
0040 | 0600 | LO | 1 | SpecimenShortDescription
0040 | 0602 | UT | 1 | SpecimenDetailedDescription
0040 | 0610 | SQ | 1 | SpecimenPreparationSequence
0040 | 0612 | SQ | 1 | SpecimenPreparationStepContentItemSequence
0040 | 0620 | SQ | 1 | SpecimenLocalizationContentItemSequence
0040 | 09F8 | SQ | 1 | VitalStainCodeSequenceTrial
0040 | 1012 | SQ | 1 | ReasonForPerformedProcedureCodeSequence
0040 | 1060 | LO | 1 | RequestedProcedureDescriptionTrial
0040 | 4040 | CS | 1 | RawDataHandling
0040 | 4041 | CS | 1 | InputReadinessState
0040 | 4050 | DT | 1 | PerformedProcedureStepStartDateTime
0040 | 4051 | DT | 1 | PerformedProcedureStepEndDateTime
0040 | 4052 | DT | 1 | ProcedureStepCancellationDateTime
0040 | A007 | CS | 1 | FindingsFlagTrial
0040 | A020 | SQ | 1 | FindingsSequenceTrial
0040 | A021 | UI | 1 | FindingsGroupUIDTrial
0040 | A022 | UI | 1 | ReferencedFindingsGroupUIDTrial
0040 | A023 | DA | 1 | FindingsGroupRecordingDateTrial
0040 | A024 | TM | 1 | FindingsGroupRecordingTimeTrial
0040 | A026 | SQ | 1 | FindingsSourceCategoryCodeSequenceTrial
0040 | A028 | SQ | 1 | DocumentingOrganizationIdentifierCodeSequenceTrial
0040 | A047 | LO | 1 | MeasurementPrecisionDescriptionTrial
0040 | A057 | CS | 1-n | UrgencyOrPriorityAlertsTrial
0040 | A060 | LO | 1 | SequencingIndicatorTrial
0040 | A066 | SQ | 1 | DocumentIdentifierCodeSequenceTrial
0040 | A067 | PN | 1 | DocumentAuthorTrial
0040 | A068 | SQ | 1 | DocumentAuthorIdentifierCodeSequenceTrial
0040 | A070 | SQ | 1 | IdentifierCodeSequenceTrial
0040 | A074 | OB | 1 | ObjectBinaryIdentifierTrial
0040 | A076 | SQ | 1 | DocumentingObserverIdentifierCodeSequenceTrial
0040 | A078 | SQ | 1 | AuthorObserverSequence
0040 | A07A | SQ | 1 | ParticipantSequence
0040 | A07C | SQ | 1 | CustodialOrganizationSequence
0040 | A080 | CS | 1 | ParticipationType
0040 | A082 | DT | 1 | ParticipationDateTime
0040 | A084 | CS | 1 | ObserverType
0040 | A085 | SQ | 1 | ProcedureIdentifierCodeSequenceTrial
0040 | A089 | OB | 1 | ObjectDirectoryBinaryIdentifierTrial
0040 | A090 | SQ | 1 | EquivalentCDADocumentSequence
0040 | A110 | DA | 1 | DateOfDocumentOrVerbalTransactionTrial
0040 | A112 | TM | 1 | TimeOfDocumentCreationOrVerbalTransactionTrial
0040 | A125 | CS | 2 | ReportStatusIDTrial
0040 | A167 | SQ | 1 | ObservationCategoryCodeSequenceTrial
0040 | A16A | ST | 1 | BibliographicCitationTrial
0040 | A171 | UI | 1 | ObservationUIDTrial
0040 | A172 | UI | 1 | ReferencedObservationUIDTrial
0040 | A173 | CS | 1 | ReferencedObservationClassTrial
0040 | A174 | CS | 1 | ReferencedObjectObservationClassTrial
0040 | A192 | DA | 1 | ObservationDateTrial
0040 | A193 | TM | 1 | ObservationTimeTrial
0040 | A194 | CS | 1 | MeasurementAutomationTrial
0040 | A224 | ST | 1 | IdentificationDescriptionTrial
0040 | A290 | CS | 1 | CoordinatesSetGeometricTypeTrial
0040 | A296 | SQ | 1 | AlgorithmCodeSequenceTrial
0040 | A297 | ST | 1 | AlgorithmDescriptionTrial
0040 | A29A | SL | 2-2n | PixelCoordinatesSetTrial
0040 | A307 | PN | 1 | CurrentObserverTrial
0040 | A313 | SQ | 1 | ReferencedAccessionSequenceTrial
0040 | A33A | ST | 1 | ReportStatusCommentTrial
0040 | A340 | SQ | 1 | ProcedureContextSequenceTrial
0040 | A352 | PN | 1 | VerbalSourceTrial
0040 | A353 | ST | 1 | AddressTrial
0040 | A354 | LO | 1 | TelephoneNumberTrial
0040 | A358 | SQ | 1 | VerbalSourceIdentifierCodeSequenceTrial
0040 | A380 | SQ | 1 | ReportDetailSequenceTrial
0040 | A402 | UI | 1 | ObservationSubjectUIDTrial
0040 | A403 | CS | 1 | ObservationSubjectClassTrial
0040 | A404 | SQ | 1 | ObservationSubjectTypeCodeSequenceTrial
0040 | A494 | CS | 1 | ArchiveRequested
0040 | A496 | CS | 1 | PreliminaryFlag
0040 | A600 | CS | 1 | ObservationSubjectContextFlagTrial
0040 | A601 | CS | 1 | ObserverContextFlagTrial
0040 | A603 | CS | 1 | ProcedureContextFlagTrial
0040 | A731 | SQ | 1 | RelationshipSequenceTrial
0040 | A732 | SQ | 1 | RelationshipTypeCodeSequenceTrial
0040 | A744 | SQ | 1 | LanguageCodeSequenceTrial
0040 | A992 | ST | 1 | UniformResourceLocatorTrial
0040 | E008 | SQ | 1 | DocumentClassCodeSequence
0040 | E011 | UI | 1 | RetrieveLocationUID
0040 | E020 | CS | 1 | TypeOfInstances
0040 | E021 | SQ | 1 | DICOMRetrievalSequence
0040 | E022 | SQ | 1 | DICOMMediaRetrievalSequence
0040 | E023 | CS | 1 | WADORetrievalSequence
0040 | E024 | CS | 1 | XDSRetrievalSequence
0040 | E030 | UI | 1 | RepositoryUniqueID
0040 | E031 | UI | 1 | HomeCommunityID
0042 | 0014 | LO | 1-n | ListOfMIMETypes
0044 | 0001 | ST | 1 | ProductPackageIdentifier
0044 | 0002 | CS | 1 | SubstanceAdministrationApproval
0044 | 0003 | LT | 1 | ApprovalStatusFurtherDescription
0044 | 0004 | DT | 1 | ApprovalStatusDateTime
0044 | 0007 | SQ | 1 | ProductTypeCodeSequence
0044 | 0008 | LO | 1-n | ProductName
0044 | 0009 | LT | 1 | ProductDescription
0044 | 000A | LO | 1 | ProductLotIdentifier
0044 | 000B | DT | 1 | ProductExpirationDateTime
0044 | 0010 | DT | 1 | SubstanceAdministrationDateTime
0044 | 0011 | LO | 1 | SubstanceAdministrationNotes
0044 | 0012 | LO | 1 | SubstanceAdministrationDeviceID
0044 | 0013 | SQ | 1 | ProductParameterSequence
0044 | 0019 | SQ | 1 | SubstanceAdministrationParameterSequence
0046 | 0012 | LO | 1 | LensDescription
0046 | 0014 | SQ | 1 | RightLensSequence
0046 | 0015 | SQ | 1 | LeftLensSequence
0046 | 0016 | SQ | 1 | UnspecifiedLateralityLensSequence
0046 | 0018 | SQ | 1 | CylinderSequence
0046 | 0028 | SQ | 1 | PrismSequence
0046 | 0030 | FD | 1 | HorizontalPrismPower
0046 | 0032 | CS | 1 | HorizontalPrismBase
0046 | 0034 | FD | 1 | VerticalPrismPower
0046 | 0036 | CS | 1 | VerticalPrismBase
0046 | 0038 | CS | 1 | LensSegmentType
0046 | 0040 | FD | 1 | OpticalTransmittance
0046 | 0042 | FD | 1 | ChannelWidth
0046 | 0044 | FD | 1 | PupilSize
0046 | 0046 | FD | 1 | CornealSize
0046 | 0050 | SQ | 1 | AutorefractionRightEyeSequence
0046 | 0052 | SQ | 1 | AutorefractionLeftEyeSequence
0046 | 0060 | FD | 1 | DistancePupillaryDistance
0046 | 0062 | FD | 1 | NearPupillaryDistance
0046 | 0063 | FD | 1 | IntermediatePupillaryDistance
0046 | 0064 | FD | 1 | OtherPupillaryDistance
0046 | 0070 | SQ | 1 | KeratometryRightEyeSequence
0046 | 0071 | SQ | 1 | KeratometryLeftEyeSequence
0046 | 0074 | SQ | 1 | SteepKeratometricAxisSequence
0046 | 0075 | FD | 1 | RadiusOfCurvature
0046 | 0076 | FD | 1 | KeratometricPower
0046 | 0077 | FD | 1 | KeratometricAxis
0046 | 0080 | SQ | 1 | FlatKeratometricAxisSequence
0046 | 0092 | CS | 1 | BackgroundColor
0046 | 0094 | CS | 1 | Optotype
0046 | 0095 | CS | 1 | OptotypePresentation
0046 | 0097 | SQ | 1 | SubjectiveRefractionRightEyeSequence
0046 | 0098 | SQ | 1 | SubjectiveRefractionLeftEyeSequence
0046 | 0100 | SQ | 1 | AddNearSequence
0046 | 0101 | SQ | 1 | AddIntermediateSequence
0046 | 0102 | SQ | 1 | AddOtherSequence
0046 | 0104 | FD | 1 | AddPower
0046 | 0106 | FD | 1 | ViewingDistance
0046 | 0121 | SQ | 1 | VisualAcuityTypeCodeSequence
0046 | 0122 | SQ | 1 | VisualAcuityRightEyeSequence
0046 | 0123 | SQ | 1 | VisualAcuityLeftEyeSequence
0046 | 0124 | SQ | 1 | VisualAcuityBothEyesOpenSequence
0046 | 0125 | CS | 1 | ViewingDistanceType
0046 | 0135 | SS | 2 | VisualAcuityModifiers
0046 | 0137 | FD | 1 | DecimalVisualAcuity
0046 | 0139 | LO | 1 | OptotypeDetailedDefinition
0046 | 0145 | SQ | 1 | ReferencedRefractiveMeasurementsSequence
0046 | 0146 | FD | 1 | SpherePower
0046 | 0147 | FD | 1 | CylinderPower
0048 | 0001 | FL | 1 | ImagedVolumeWidth
0048 | 0002 | FL | 1 | ImagedVolumeHeight
0048 | 0003 | FL | 1 | ImagedVolumeDepth
0048 | 0006 | UL | 1 | TotalPixelMatrixColumns
0048 | 0007 | UL | 1 | TotalPixelMatrixRows
0048 | 0008 | SQ | 1 | TotalPixelMatrixOriginSequence
0048 | 0010 | CS | 1 | SpecimenLabelInImage
0048 | 0011 | CS | 1 | FocusMethod
0048 | 0012 | CS | 1 | ExtendedDepthOfField
0048 | 0013 | US | 1 | NumberOfFocalPlanes
0048 | 0014 | FL | 1 | DistanceBetweenFocalPlanes
0048 | 0015 | US | 3 | RecommendedAbsentPixelCIELabValue
0048 | 0100 | SQ | 1 | IlluminatorTypeCodeSequence
0048 | 0102 | DS | 6 | ImageOrientationSlide
0048 | 0105 | SQ | 1 | OpticalPathSequence
0048 | 0106 | SH | 1 | OpticalPathIdentifier
0048 | 0107 | ST | 1 | OpticalPathDescription
0048 | 0108 | SQ | 1 | IlluminationColorCodeSequence
0048 | 0110 | SQ | 1 | SpecimenReferenceSequence
0048 | 0111 | DS | 1 | CondenserLensPower
0048 | 0112 | DS | 1 | ObjectiveLensPower
0048 | 0113 | DS | 1 | ObjectiveLensNumericalAperture
0048 | 0120 | SQ | 1 | PaletteColorLookupTableSequence
0048 | 0200 | SQ | 1 | ReferencedImageNavigationSequence
0048 | 0201 | US | 2 | TopLeftHandCornerOfLocalizerArea
0048 | 0202 | US | 2 | BottomRightHandCornerOfLocalizerArea
0048 | 0207 | SQ | 1 | OpticalPathIdentificationSequence
0048 | 021A | SQ | 1 | PlanePositionSlideSequence
0048 | 021E | SL | 1 | RowPositionInTotalImagePixelMatrix
0048 | 021F | SL | 1 | ColumnPositionInTotalImagePixelMatrix
0048 | 0301 | CS | 1 | PixelOriginInterpretation
0050 | 0012 | SQ | 1 | ContainerComponentTypeCodeSequence
0050 | 0013 | FD | 1 | ContainerComponentThickness
0050 | 0015 | FD | 1 | ContainerComponentWidth
0050 | 001A | CS | 1 | ContainerComponentMaterial
0050 | 001B | LO | 1 | ContainerComponentID
0050 | 001C | FD | 1 | ContainerComponentLength
0050 | 001D | FD | 1 | ContainerComponentDiameter
0050 | 001E | LO | 1 | ContainerComponentDescription
0052 | 0001 | FL | 1 | ContrastBolusIngredientPercentByVolume
0052 | 0002 | FD | 1 | OCTFocalDistance
0052 | 0003 | FD | 1 | BeamSpotSize
0052 | 0004 | FD | 1 | EffectiveRefractiveIndex
0052 | 0006 | CS | 1 | OCTAcquisitionDomain
0052 | 0007 | FD | 1 | OCTOpticalCenterWavelength
0052 | 0008 | FD | 1 | AxialResolution
0052 | 0009 | FD | 1 | RangingDepth
0052 | 0011 | FD | 1 | ALineRate
0052 | 0012 | US | 1 | ALinesPerFrame
0052 | 0013 | FD | 1 | CatheterRotationalRate
0052 | 0014 | FD | 1 | ALinePixelSpacing
0052 | 0016 | SQ | 1 | ModeOfPercutaneousAccessSequence
0052 | 0025 | SQ | 1 | IntravascularOCTFrameTypeSequence
0052 | 0026 | CS | 1 | OCTZOffsetApplied
0052 | 0027 | SQ | 1 | IntravascularFrameContentSequence
0052 | 0028 | FD | 1 | IntravascularLongitudinalDistance
0052 | 0029 | SQ | 1 | IntravascularOCTFrameContentSequence
0052 | 0030 | SS | 1 | OCTZOffsetCorrection
0052 | 0031 | CS | 1 | CatheterDirectionOfRotation
0052 | 0033 | FD | 1 | SeamLineLocation
0052 | 0034 | FD | 1 | FirstALineLocation
0052 | 0036 | US | 1 | SeamLineIndex
0052 | 0038 | US | 1 | NumberOfPaddedAlines
0052 | 0039 | CS | 1 | InterpolationType
0052 | 003A | CS | 1 | RefractiveIndexApplied
0054 | 1006 | CS | 1 | SUVType
0062 | 0001 | CS | 1 | SegmentationType
0062 | 0002 | SQ | 1 | SegmentSequence
0062 | 0003 | SQ | 1 | SegmentedPropertyCategoryCodeSequence
0062 | 0004 | US | 1 | SegmentNumber
0062 | 0005 | LO | 1 | SegmentLabel
0062 | 0006 | ST | 1 | SegmentDescription
0062 | 0008 | CS | 1 | SegmentAlgorithmType
0062 | 0009 | LO | 1 | SegmentAlgorithmName
0062 | 000A | SQ | 1 | SegmentIdentificationSequence
0062 | 000B | US | 1-n | ReferencedSegmentNumber
0062 | 000C | US | 1 | RecommendedDisplayGrayscaleValue
0062 | 000D | US | 3 | RecommendedDisplayCIELabValue
0062 | 000E | US | 1 | MaximumFractionalValue
0062 | 000F | SQ | 1 | SegmentedPropertyTypeCodeSequence
0062 | 0010 | CS | 1 | SegmentationFractionalType
0064 | 0002 | SQ | 1 | DeformableRegistrationSequence
0064 | 0003 | UI | 1 | SourceFrameOfReferenceUID
0064 | 0005 | SQ | 1 | DeformableRegistrationGridSequence
0064 | 0007 | UL | 3 | GridDimensions
0064 | 0008 | FD | 3 | GridResolution
0064 | 0009 | OF | 1 | VectorGridData
0064 | 000F | SQ | 1 | PreDeformationMatrixRegistrationSequence
0064 | 0010 | SQ | 1 | PostDeformationMatrixRegistrationSequence
0066 | 0001 | UL | 1 | NumberOfSurfaces
0066 | 0002 | SQ | 1 | SurfaceSequence
0066 | 0003 | UL | 1 | SurfaceNumber
0066 | 0004 | LT | 1 | SurfaceComments
0066 | 0009 | CS | 1 | SurfaceProcessing
0066 | 000A | FL | 1 | SurfaceProcessingRatio
0066 | 000B | LO | 1 | SurfaceProcessingDescription
0066 | 000C | FL | 1 | RecommendedPresentationOpacity
0066 | 000D | CS | 1 | RecommendedPresentationType
0066 | 000E | CS | 1 | FiniteVolume
0066 | 0010 | CS | 1 | Manifold
0066 | 0011 | SQ | 1 | SurfacePointsSequence
0066 | 0012 | SQ | 1 | SurfacePointsNormalsSequence
0066 | 0013 | SQ | 1 | SurfaceMeshPrimitivesSequence
0066 | 0015 | UL | 1 | NumberOfSurfacePoints
0066 | 0016 | OF | 1 | PointCoordinatesData
0066 | 0017 | FL | 3 | PointPositionAccuracy
0066 | 0018 | FL | 1 | MeanPointDistance
0066 | 0019 | FL | 1 | MaximumPointDistance
0066 | 001A | FL | 6 | PointsBoundingBoxCoordinates
0066 | 001B | FL | 3 | AxisOfRotation
0066 | 001C | FL | 3 | CenterOfRotation
0066 | 001E | UL | 1 | NumberOfVectors
0066 | 001F | US | 1 | VectorDimensionality
0066 | 0020 | FL | 1-n | VectorAccuracy
0066 | 0021 | OF | 1 | VectorCoordinateData
0066 | 0023 | OW | 1 | TrianglePointIndexList
0066 | 0024 | OW | 1 | EdgePointIndexList
0066 | 0025 | OW | 1 | VertexPointIndexList
0066 | 0026 | SQ | 1 | TriangleStripSequence
0066 | 0027 | SQ | 1 | TriangleFanSequence
0066 | 0028 | SQ | 1 | LineSequence
0066 | 0029 | OW | 1 | PrimitivePointIndexList
0066 | 002A | UL | 1 | SurfaceCount
0066 | 002B | SQ | 1 | ReferencedSurfaceSequence
0066 | 002C | UL | 1 | ReferencedSurfaceNumber
0066 | 002D | SQ | 1 | SegmentSurfaceGenerationAlgorithmIdentificationSequence
0066 | 002E | SQ | 1 | SegmentSurfaceSourceInstanceSequence
0066 | 002F | SQ | 1 | AlgorithmFamilyCodeSequence
0066 | 0030 | SQ | 1 | AlgorithmNameCodeSequence
0066 | 0031 | LO | 1 | AlgorithmVersion
0066 | 0032 | LT | 1 | AlgorithmParameters
0066 | 0034 | SQ | 1 | FacetSequence
0066 | 0035 | SQ | 1 | SurfaceProcessingAlgorithmIdentificationSequence
0066 | 0036 | LO | 1 | AlgorithmName
0068 | 6210 | LO | 1 | ImplantSize
0068 | 6221 | LO | 1 | ImplantTemplateVersion
0068 | 6222 | SQ | 1 | ReplacedImplantTemplateSequence
0068 | 6223 | CS | 1 | ImplantType
0068 | 6224 | SQ | 1 | DerivationImplantTemplateSequence
0068 | 6225 | SQ | 1 | OriginalImplantTemplateSequence
0068 | 6226 | DT | 1 | EffectiveDateTime
0068 | 6230 | SQ | 1 | ImplantTargetAnatomySequence
0068 | 6260 | SQ | 1 | InformationFromManufacturerSequence
0068 | 6265 | SQ | 1 | NotificationFromManufacturerSequence
0068 | 6270 | DT | 1 | InformationIssueDateTime
0068 | 6280 | ST | 1 | InformationSummary
0068 | 62A0 | SQ | 1 | ImplantRegulatoryDisapprovalCodeSequence
0068 | 62A5 | FD | 1 | OverallTemplateSpatialTolerance
0068 | 62C0 | SQ | 1 | HPGLDocumentSequence
0068 | 62D0 | US | 1 | HPGLDocumentID
0068 | 62D5 | LO | 1 | HPGLDocumentLabel
0068 | 62E0 | SQ | 1 | ViewOrientationCodeSequence
0068 | 62F0 | FD | 9 | ViewOrientationModifier
0068 | 62F2 | FD | 1 | HPGLDocumentScaling
0068 | 6300 | OB | 1 | HPGLDocument
0068 | 6310 | US | 1 | HPGLContourPenNumber
0068 | 6320 | SQ | 1 | HPGLPenSequence
0068 | 6330 | US | 1 | HPGLPenNumber
0068 | 6340 | LO | 1 | HPGLPenLabel
0068 | 6345 | ST | 1 | HPGLPenDescription
0068 | 6346 | FD | 2 | RecommendedRotationPoint
0068 | 6347 | FD | 4 | BoundingRectangle
0068 | 6350 | US | 1-n | ImplantTemplate3DModelSurfaceNumber
0068 | 6360 | SQ | 1 | SurfaceModelDescriptionSequence
0068 | 6380 | LO | 1 | SurfaceModelLabel
0068 | 6390 | FD | 1 | SurfaceModelScalingFactor
0068 | 63A0 | SQ | 1 | MaterialsCodeSequence
0068 | 63A4 | SQ | 1 | CoatingMaterialsCodeSequence
0068 | 63A8 | SQ | 1 | ImplantTypeCodeSequence
0068 | 63AC | SQ | 1 | FixationMethodCodeSequence
0068 | 63B0 | SQ | 1 | MatingFeatureSetsSequence
0068 | 63C0 | US | 1 | MatingFeatureSetID
0068 | 63D0 | LO | 1 | MatingFeatureSetLabel
0068 | 63E0 | SQ | 1 | MatingFeatureSequence
0068 | 63F0 | US | 1 | MatingFeatureID
0068 | 6400 | SQ | 1 | MatingFeatureDegreeOfFreedomSequence
0068 | 6410 | US | 1 | DegreeOfFreedomID
0068 | 6420 | CS | 1 | DegreeOfFreedomType
0068 | 6430 | SQ | 1 | TwoDMatingFeatureCoordinatesSequence
0068 | 6440 | US | 1 | ReferencedHPGLDocumentID
0068 | 6450 | FD | 2 | TwoDMatingPoint
0068 | 6460 | FD | 4 | TwoDMatingAxes
0068 | 6470 | SQ | 1 | TwoDDegreeOfFreedomSequence
0068 | 6490 | FD | 3 | ThreeDDegreeOfFreedomAxis
0068 | 64A0 | FD | 2 | RangeOfFreedom
0068 | 64C0 | FD | 3 | ThreeDMatingPoint
0068 | 64D0 | FD | 9 | ThreeDMatingAxes
0068 | 64F0 | FD | 3 | TwoDDegreeOfFreedomAxis
0068 | 6500 | SQ | 1 | PlanningLandmarkPointSequence
0068 | 6510 | SQ | 1 | PlanningLandmarkLineSequence
0068 | 6520 | SQ | 1 | PlanningLandmarkPlaneSequence
0068 | 6530 | US | 1 | PlanningLandmarkID
0068 | 6540 | LO | 1 | PlanningLandmarkDescription
0068 | 6545 | SQ | 1 | PlanningLandmarkIdentificationCodeSequence
0068 | 6550 | SQ | 1 | TwoDPointCoordinatesSequence
0068 | 6560 | FD | 2 | TwoDPointCoordinates
0068 | 6590 | FD | 3 | ThreeDPointCoordinates
0068 | 65A0 | SQ | 1 | TwoDLineCoordinatesSequence
0068 | 65B0 | FD | 4 | TwoDLineCoordinates
0068 | 65D0 | FD | 6 | ThreeDLineCoordinates
0068 | 65E0 | SQ | 1 | TwoDPlaneCoordinatesSequence
0068 | 65F0 | FD | 4 | TwoDPlaneIntersection
0068 | 6610 | FD | 3 | ThreeDPlaneOrigin
0068 | 6620 | FD | 3 | ThreeDPlaneNormal
0070 | 0040 | IS | 1 | ImageRotationRetired
0070 | 0050 | US | 2 | DisplayedAreaTopLeftHandCornerTrial
0070 | 0051 | US | 2 | DisplayedAreaBottomRightHandCornerTrial
0070 | 0087 | SQ | 1 | AlternateContentDescriptionSequence
0070 | 0207 | LO | 1 | GraphicGroupLabel
0070 | 0208 | ST | 1 | GraphicGroupDescription
0070 | 0209 | SQ | 1 | CompoundGraphicSequence
0070 | 0226 | UL | 1 | CompoundGraphicInstanceID
0070 | 0227 | LO | 1 | FontName
0070 | 0228 | CS | 1 | FontNameType
0070 | 0229 | LO | 1 | CSSFontName
0070 | 0230 | FD | 1 | RotationAngle
0070 | 0231 | SQ | 1 | TextStyleSequence
0070 | 0232 | SQ | 1 | LineStyleSequence
0070 | 0233 | SQ | 1 | FillStyleSequence
0070 | 0234 | SQ | 1 | GraphicGroupSequence
0070 | 0241 | US | 3 | TextColorCIELabValue
0070 | 0242 | CS | 1 | HorizontalAlignment
0070 | 0243 | CS | 1 | VerticalAlignment
0070 | 0244 | CS | 1 | ShadowStyle
0070 | 0245 | FL | 1 | ShadowOffsetX
0070 | 0246 | FL | 1 | ShadowOffsetY
0070 | 0247 | US | 3 | ShadowColorCIELabValue
0070 | 0248 | CS | 1 | Underlined
0070 | 0249 | CS | 1 | Bold
0070 | 0250 | CS | 1 | Italic
0070 | 0251 | US | 3 | PatternOnColorCIELabValue
0070 | 0252 | US | 3 | PatternOffColorCIELabValue
0070 | 0253 | FL | 1 | LineThickness
0070 | 0254 | CS | 1 | LineDashingStyle
0070 | 0255 | UL | 1 | LinePattern
0070 | 0256 | OB | 1 | FillPattern
0070 | 0257 | CS | 1 | FillMode
0070 | 0258 | FL | 1 | ShadowOpacity
0070 | 0261 | FL | 1 | GapLength
0070 | 0262 | FL | 1 | DiameterOfVisibility
0070 | 0273 | FL | 2 | RotationPoint
0070 | 0274 | CS | 1 | TickAlignment
0070 | 0278 | CS | 1 | ShowTickLabel
0070 | 0279 | CS | 1 | TickLabelAlignment
0070 | 0282 | CS | 1 | CompoundGraphicUnits
0070 | 0284 | FL | 1 | PatternOnOpacity
0070 | 0285 | FL | 1 | PatternOffOpacity
0070 | 0287 | SQ | 1 | MajorTicksSequence
0070 | 0288 | FL | 1 | TickPosition
0070 | 0289 | SH | 1 | TickLabel
0070 | 0294 | CS | 1 | CompoundGraphicType
0070 | 0295 | UL | 1 | GraphicGroupID
0070 | 0401 | US | 3 | GraphicLayerRecommendedDisplayCIELabValue
0070 | 0402 | SQ | 1 | BlendingSequence
0070 | 0403 | FL | 1 | RelativeOpacity
0070 | 0404 | SQ | 1 | ReferencedSpatialRegistrationSequence
0070 | 0405 | CS | 1 | BlendingPosition
0072 | 0002 | SH | 1 | HangingProtocolName
0072 | 0004 | LO | 1 | HangingProtocolDescription
0072 | 0006 | CS | 1 | HangingProtocolLevel
0072 | 0008 | LO | 1 | HangingProtocolCreator
0072 | 000A | DT | 1 | HangingProtocolCreationDateTime
0072 | 000C | SQ | 1 | HangingProtocolDefinitionSequence
0072 | 000E | SQ | 1 | HangingProtocolUserIdentificationCodeSequence
0072 | 0010 | LO | 1 | HangingProtocolUserGroupName
0072 | 0012 | SQ | 1 | SourceHangingProtocolSequence
0072 | 0014 | US | 1 | NumberOfPriorsReferenced
0072 | 0020 | SQ | 1 | ImageSetsSequence
0072 | 0022 | SQ | 1 | ImageSetSelectorSequence
0072 | 0024 | CS | 1 | ImageSetSelectorUsageFlag
0072 | 0026 | AT | 1 | SelectorAttribute
0072 | 0028 | US | 1 | SelectorValueNumber
0072 | 0030 | SQ | 1 | TimeBasedImageSetsSequence
0072 | 0032 | US | 1 | ImageSetNumber
0072 | 0034 | CS | 1 | ImageSetSelectorCategory
0072 | 0038 | US | 2 | RelativeTime
0072 | 003A | CS | 1 | RelativeTimeUnits
0072 | 003C | SS | 2 | AbstractPriorValue
0072 | 003E | SQ | 1 | AbstractPriorCodeSequence
0072 | 0040 | LO | 1 | ImageSetLabel
0072 | 0050 | CS | 1 | SelectorAttributeVR
0072 | 0052 | AT | 1-n | SelectorSequencePointer
0072 | 0054 | LO | 1-n | SelectorSequencePointerPrivateCreator
0072 | 0056 | LO | 1 | SelectorAttributePrivateCreator
0072 | 0060 | AT | 1-n | SelectorATValue
0072 | 0062 | CS | 1-n | SelectorCSValue
0072 | 0064 | IS | 1-n | SelectorISValue
0072 | 0066 | LO | 1-n | SelectorLOValue
0072 | 0068 | LT | 1 | SelectorLTValue
0072 | 006A | PN | 1-n | SelectorPNValue
0072 | 006C | SH | 1-n | SelectorSHValue
0072 | 006E | ST | 1 | SelectorSTValue
0072 | 0070 | UT | 1 | SelectorUTValue
0072 | 0072 | DS | 1-n | SelectorDSValue
0072 | 0074 | FD | 1-n | SelectorFDValue
0072 | 0076 | FL | 1-n | SelectorFLValue
0072 | 0078 | UL | 1-n | SelectorULValue
0072 | 007A | US | 1-n | SelectorUSValue
0072 | 007C | SL | 1-n | SelectorSLValue
0072 | 007E | SS | 1-n | SelectorSSValue
0072 | 0080 | SQ | 1 | SelectorCodeSequenceValue
0072 | 0100 | US | 1 | NumberOfScreens
0072 | 0102 | SQ | 1 | NominalScreenDefinitionSequence
0072 | 0104 | US | 1 | NumberOfVerticalPixels
0072 | 0106 | US | 1 | NumberOfHorizontalPixels
0072 | 0108 | FD | 4 | DisplayEnvironmentSpatialPosition
0072 | 010A | US | 1 | ScreenMinimumGrayscaleBitDepth
0072 | 010C | US | 1 | ScreenMinimumColorBitDepth
0072 | 010E | US | 1 | ApplicationMaximumRepaintTime
0072 | 0200 | SQ | 1 | DisplaySetsSequence
0072 | 0202 | US | 1 | DisplaySetNumber
0072 | 0203 | LO | 1 | DisplaySetLabel
0072 | 0204 | US | 1 | DisplaySetPresentationGroup
0072 | 0206 | LO | 1 | DisplaySetPresentationGroupDescription
0072 | 0208 | CS | 1 | PartialDataDisplayHandling
0072 | 0210 | SQ | 1 | SynchronizedScrollingSequence
0072 | 0212 | US | 2-n | DisplaySetScrollingGroup
0072 | 0214 | SQ | 1 | NavigationIndicatorSequence
0072 | 0216 | US | 1 | NavigationDisplaySet
0072 | 0218 | US | 1-n | ReferenceDisplaySets
0072 | 0300 | SQ | 1 | ImageBoxesSequence
0072 | 0302 | US | 1 | ImageBoxNumber
0072 | 0304 | CS | 1 | ImageBoxLayoutType
0072 | 0306 | US | 1 | ImageBoxTileHorizontalDimension
0072 | 0308 | US | 1 | ImageBoxTileVerticalDimension
0072 | 0310 | CS | 1 | ImageBoxScrollDirection
0072 | 0312 | CS | 1 | ImageBoxSmallScrollType
0072 | 0314 | US | 1 | ImageBoxSmallScrollAmount
0072 | 0316 | CS | 1 | ImageBoxLargeScrollType
0072 | 0318 | US | 1 | ImageBoxLargeScrollAmount
0072 | 0320 | US | 1 | ImageBoxOverlapPriority
0072 | 0330 | FD | 1 | CineRelativeToRealTime
0072 | 0400 | SQ | 1 | FilterOperationsSequence
0072 | 0402 | CS | 1 | FilterByCategory
0072 | 0404 | CS | 1 | FilterByAttributePresence
0072 | 0406 | CS | 1 | FilterByOperator
0072 | 0420 | US | 3 | StructuredDisplayBackgroundCIELabValue
0072 | 0421 | US | 3 | EmptyImageBoxCIELabValue
0072 | 0422 | SQ | 1 | StructuredDisplayImageBoxSequence
0072 | 0424 | SQ | 1 | StructuredDisplayTextBoxSequence
0072 | 0427 | SQ | 1 | ReferencedFirstFrameSequence
0072 | 0430 | SQ | 1 | ImageBoxSynchronizationSequence
0072 | 0432 | US | 2-n | SynchronizedImageBoxList
0072 | 0434 | CS | 1 | TypeOfSynchronization
0072 | 0500 | CS | 1 | BlendingOperationType
0072 | 0510 | CS | 1 | ReformattingOperationType
0072 | 0512 | FD | 1 | ReformattingThickness
0072 | 0514 | FD | 1 | ReformattingInterval
0072 | 0516 | CS | 1 | ReformattingOperationInitialViewDirection
0072 | 0520 | CS | 1-n | ThreeDRenderingType
0072 | 0600 | SQ | 1 | SortingOperationsSequence
0072 | 0602 | CS | 1 | SortByCategory
0072 | 0604 | CS | 1 | SortingDirection
0072 | 0700 | CS | 2 | DisplaySetPatientOrientation
0072 | 0702 | CS | 1 | VOIType
0072 | 0704 | CS | 1 | PseudoColorType
0072 | 0705 | SQ | 1 | PseudoColorPaletteInstanceReferenceSequence
0072 | 0706 | CS | 1 | ShowGrayscaleInverted
0072 | 0710 | CS | 1 | ShowImageTrueSizeFlag
0072 | 0712 | CS | 1 | ShowGraphicAnnotationFlag
0072 | 0714 | CS | 1 | ShowPatientDemographicsFlag
0072 | 0716 | CS | 1 | ShowAcquisitionTechniquesFlag
0072 | 0717 | CS | 1 | DisplaySetHorizontalJustification
0072 | 0718 | CS | 1 | DisplaySetVerticalJustification
0074 | 0120 | FD | 1 | ContinuationStartMeterset
0074 | 0121 | FD | 1 | ContinuationEndMeterset
0074 | 1000 | CS | 1 | ProcedureStepState
0074 | 1002 | SQ | 1 | ProcedureStepProgressInformationSequence
0074 | 1004 | DS | 1 | ProcedureStepProgress
0074 | 1006 | ST | 1 | ProcedureStepProgressDescription
0074 | 1008 | SQ | 1 | ProcedureStepCommunicationsURISequence
0074 | 100a | ST | 1 | ContactURI
0074 | 100c | LO | 1 | ContactDisplayName
0074 | 100e | SQ | 1 | ProcedureStepDiscontinuationReasonCodeSequence
0074 | 1020 | SQ | 1 | BeamTaskSequence
0074 | 1022 | CS | 1 | BeamTaskType
0074 | 1024 | IS | 1 | BeamOrderIndexTrial
0074 | 1026 | FD | 1 | TableTopVerticalAdjustedPosition
0074 | 1027 | FD | 1 | TableTopLongitudinalAdjustedPosition
0074 | 1028 | FD | 1 | TableTopLateralAdjustedPosition
0074 | 102A | FD | 1 | PatientSupportAdjustedAngle
0074 | 102B | FD | 1 | TableTopEccentricAdjustedAngle
0074 | 102C | FD | 1 | TableTopPitchAdjustedAngle
0074 | 102D | FD | 1 | TableTopRollAdjustedAngle
0074 | 1030 | SQ | 1 | DeliveryVerificationImageSequence
0074 | 1032 | CS | 1 | VerificationImageTiming
0074 | 1034 | CS | 1 | DoubleExposureFlag
0074 | 1036 | CS | 1 | DoubleExposureOrdering
0074 | 1038 | DS | 1 | DoubleExposureMetersetTrial
0074 | 103A | DS | 4 | DoubleExposureFieldDeltaTrial
0074 | 1040 | SQ | 1 | RelatedReferenceRTImageSequence
0074 | 1042 | SQ | 1 | GeneralMachineVerificationSequence
0074 | 1044 | SQ | 1 | ConventionalMachineVerificationSequence
0074 | 1046 | SQ | 1 | IonMachineVerificationSequence
0074 | 1048 | SQ | 1 | FailedAttributesSequence
0074 | 104A | SQ | 1 | OverriddenAttributesSequence
0074 | 104C | SQ | 1 | ConventionalControlPointVerificationSequence
0074 | 104E | SQ | 1 | IonControlPointVerificationSequence
0074 | 1050 | SQ | 1 | AttributeOccurrenceSequence
0074 | 1052 | AT | 1 | AttributeOccurrencePointer
0074 | 1054 | UL | 1 | AttributeItemSelector
0074 | 1056 | LO | 1 | AttributeOccurrencePrivateCreator
0074 | 1057 | IS | 1-n | SelectorSequencePointerItems
0074 | 1200 | CS | 1 | ScheduledProcedureStepPriority
0074 | 1202 | LO | 1 | WorklistLabel
0074 | 1204 | LO | 1 | ProcedureStepLabel
0074 | 1210 | SQ | 1 | ScheduledProcessingParametersSequence
0074 | 1212 | SQ | 1 | PerformedProcessingParametersSequence
0074 | 1216 | SQ | 1 | UnifiedProcedureStepPerformedProcedureSequence
0074 | 1220 | SQ | 1 | RelatedProcedureStepSequence
0074 | 1222 | LO | 1 | ProcedureStepRelationshipType
0074 | 1224 | SQ | 1 | ReplacedProcedureStepSequence
0074 | 1230 | LO | 1 | DeletionLock
0074 | 1234 | AE | 1 | ReceivingAE
0074 | 1236 | AE | 1 | RequestingAE
0074 | 1238 | LT | 1 | ReasonForCancellation
0074 | 1242 | CS | 1 | SCPStatus
0074 | 1244 | CS | 1 | SubscriptionListStatus
0074 | 1246 | CS | 1 | UnifiedProcedureStepListStatus
0074 | 1324 | UL | 1 | BeamOrderIndex
0074 | 1338 | FD | 1 | DoubleExposureMeterset
0074 | 133A | FD | 4 | DoubleExposureFieldDelta
0076 | 0001 | LO | 1 | ImplantAssemblyTemplateName
0076 | 0003 | LO | 1 | ImplantAssemblyTemplateIssuer
0076 | 0006 | LO | 1 | ImplantAssemblyTemplateVersion
0076 | 0008 | SQ | 1 | ReplacedImplantAssemblyTemplateSequence
0076 | 000A | CS | 1 | ImplantAssemblyTemplateType
0076 | 000C | SQ | 1 | OriginalImplantAssemblyTemplateSequence
0076 | 000E | SQ | 1 | DerivationImplantAssemblyTemplateSequence
0076 | 0010 | SQ | 1 | ImplantAssemblyTemplateTargetAnatomySequence
0076 | 0020 | SQ | 1 | ProcedureTypeCodeSequence
0076 | 0030 | LO | 1 | SurgicalTechnique
0076 | 0032 | SQ | 1 | ComponentTypesSequence
0076 | 0034 | CS | 1 | ComponentTypeCodeSequence
0076 | 0036 | CS | 1 | ExclusiveComponentType
0076 | 0038 | CS | 1 | MandatoryComponentType
0076 | 0040 | SQ | 1 | ComponentSequence
0076 | 0055 | US | 1 | ComponentID
0076 | 0060 | SQ | 1 | ComponentAssemblySequence
0076 | 0070 | US | 1 | Component1ReferencedID
0076 | 0080 | US | 1 | Component1ReferencedMatingFeatureSetID
0076 | 0090 | US | 1 | Component1ReferencedMatingFeatureID
0076 | 00A0 | US | 1 | Component2ReferencedID
0076 | 00B0 | US | 1 | Component2ReferencedMatingFeatureSetID
0076 | 00C0 | US | 1 | Component2ReferencedMatingFeatureID
0078 | 0001 | LO | 1 | ImplantTemplateGroupName
0078 | 0010 | ST | 1 | ImplantTemplateGroupDescription
0078 | 0020 | LO | 1 | ImplantTemplateGroupIssuer
0078 | 0024 | LO | 1 | ImplantTemplateGroupVersion
0078 | 0026 | SQ | 1 | ReplacedImplantTemplateGroupSequence
0078 | 0028 | SQ | 1 | ImplantTemplateGroupTargetAnatomySequence
0078 | 002A | SQ | 1 | ImplantTemplateGroupMembersSequence
0078 | 002E | US | 1 | ImplantTemplateGroupMemberID
0078 | 0050 | FD | 3 | ThreeDImplantTemplateGroupMemberMatchingPoint
0078 | 0060 | FD | 9 | ThreeDImplantTemplateGroupMemberMatchingAxes
0078 | 0070 | SQ | 1 | ImplantTemplateGroupMemberMatching2DCoordinatesSequence
0078 | 0090 | FD | 2 | TwoDImplantTemplateGroupMemberMatchingPoint
0078 | 00A0 | FD | 4 | TwoDImplantTemplateGroupMemberMatchingAxes
0078 | 00B0 | SQ | 1 | ImplantTemplateGroupVariationDimensionSequence
0078 | 00B2 | LO | 1 | ImplantTemplateGroupVariationDimensionName
0078 | 00B4 | SQ | 1 | ImplantTemplateGroupVariationDimensionRankSequence
0078 | 00B6 | US | 1 | ReferencedImplantTemplateGroupMemberID
0078 | 00B8 | US | 1 | ImplantTemplateGroupVariationDimensionRank
0400 | 0561 | SQ | 1 | OriginalAttributesSequence
0400 | 0562 | DT | 1 | AttributeModificationDateTime
0400 | 0563 | LO | 1 | ModifyingSystem
0400 | 0564 | LO | 1 | SourceOfPreviousValues
0400 | 0565 | CS | 1 | ReasonForTheAttributeModification
3002 | 0050 | SQ | 1 | PrimaryFluenceModeSequence
3002 | 0051 | CS | 1 | FluenceMode
3002 | 0052 | SH | 1 | FluenceModeID
3006 | 00B6 | SQ | 1 | ROIElementalCompositionSequence
3006 | 00B7 | US | 1 | ROIElementalCompositionAtomicNumber
3006 | 00B8 | FL | 1 | ROIElementalCompositionAtomicMassFraction
3008 | 0065 | AT | 1 | ParameterPointer
3008 | 0068 | SQ | 1 | CorrectedParameterSequence
3008 | 006A | FL | 1 | CorrectionValue
3008 | 00F0 | SQ | 1 | RecordedSnoutSequence
3008 | 00F2 | SQ | 1 | RecordedRangeShifterSequence
3008 | 00F4 | SQ | 1 | RecordedLateralSpreadingDeviceSequence
3008 | 00F6 | SQ | 1 | RecordedRangeModulatorSequence
300A | 0088 | FL | 1 | BeamDosePointDepth
300A | 0089 | FL | 1 | BeamDosePointEquivalentDepth
300A | 008A | FL | 1 | BeamDosePointSSD
300A | 00BB | FL | 1 | IsocenterToBeamLimitingDeviceDistance
300A | 00D7 | FL | 1 | TotalWedgeTrayWaterEquivalentThickness
300A | 00D9 | FL | 1 | IsocenterToWedgeTrayDistance
300A | 00DB | FL | 1 | WedgeThinEdgePosition
300A | 00DC | SH | 1 | BolusID
300A | 00DD | ST | 1 | BolusDescription
300A | 0140 | FL | 1 | TableTopPitchAngle
300A | 0142 | CS | 1 | TableTopPitchRotationDirection
300A | 0144 | FL | 1 | TableTopRollAngle
300A | 0146 | CS | 1 | TableTopRollRotationDirection
300A | 0148 | FL | 1 | HeadFixationAngle
300A | 014A | FL | 1 | GantryPitchAngle
300A | 014C | CS | 1 | GantryPitchRotationDirection
300A | 014E | FL | 1 | GantryPitchAngleTolerance
300A | 0183 | LO | 1 | PatientSetupLabel
300A | 0199 | FL | 1 | FixationDevicePitchAngle
300A | 019A | FL | 1 | FixationDeviceRollAngle
300A | 02E3 | FL | 1 | TotalCompensatorTrayWaterEquivalentThickness
300A | 02E4 | FL | 1 | IsocenterToCompensatorTrayDistance
300A | 02E5 | FL | 1 | CompensatorColumnOffset
300A | 02E6 | FL | 1-n | IsocenterToCompensatorDistances
300A | 02E7 | FL | 1 | CompensatorRelativeStoppingPowerRatio
300A | 02E8 | FL | 1 | CompensatorMillingToolDiameter
300A | 02EA | SQ | 1 | IonRangeCompensatorSequence
300A | 02EB | LT | 1 | CompensatorDescription
300A | 0302 | IS | 1 | RadiationMassNumber
300A | 0304 | IS | 1 | RadiationAtomicNumber
300A | 0306 | SS | 1 | RadiationChargeState
300A | 0308 | CS | 1 | ScanMode
300A | 030A | FL | 2 | VirtualSourceAxisDistances
300A | 030C | SQ | 1 | SnoutSequence
300A | 030D | FL | 1 | SnoutPosition
300A | 030F | SH | 1 | SnoutID
300A | 0312 | IS | 1 | NumberOfRangeShifters
300A | 0314 | SQ | 1 | RangeShifterSequence
300A | 0316 | IS | 1 | RangeShifterNumber
300A | 0318 | SH | 1 | RangeShifterID
300A | 0320 | CS | 1 | RangeShifterType
300A | 0322 | LO | 1 | RangeShifterDescription
300A | 0330 | IS | 1 | NumberOfLateralSpreadingDevices
300A | 0332 | SQ | 1 | LateralSpreadingDeviceSequence
300A | 0334 | IS | 1 | LateralSpreadingDeviceNumber
300A | 0336 | SH | 1 | LateralSpreadingDeviceID
300A | 0338 | CS | 1 | LateralSpreadingDeviceType
300A | 033A | LO | 1 | LateralSpreadingDeviceDescription
300A | 033C | FL | 1 | LateralSpreadingDeviceWaterEquivalentThickness
300A | 0340 | IS | 1 | NumberOfRangeModulators
300A | 0342 | SQ | 1 | RangeModulatorSequence
300A | 0344 | IS | 1 | RangeModulatorNumber
300A | 0346 | SH | 1 | RangeModulatorID
300A | 0348 | CS | 1 | RangeModulatorType
300A | 034A | LO | 1 | RangeModulatorDescription
300A | 034C | SH | 1 | BeamCurrentModulationID
300A | 0350 | CS | 1 | PatientSupportType
300A | 0352 | SH | 1 | PatientSupportID
300A | 0354 | LO | 1 | PatientSupportAccessoryCode
300A | 0356 | FL | 1 | FixationLightAzimuthalAngle
300A | 0358 | FL | 1 | FixationLightPolarAngle
300A | 035A | FL | 1 | MetersetRate
300A | 0360 | SQ | 1 | RangeShifterSettingsSequence
300A | 0362 | LO | 1 | RangeShifterSetting
300A | 0364 | FL | 1 | IsocenterToRangeShifterDistance
300A | 0366 | FL | 1 | RangeShifterWaterEquivalentThickness
300A | 0370 | SQ | 1 | LateralSpreadingDeviceSettingsSequence
300A | 0372 | LO | 1 | LateralSpreadingDeviceSetting
300A | 0374 | FL | 1 | IsocenterToLateralSpreadingDeviceDistance
300A | 0380 | SQ | 1 | RangeModulatorSettingsSequence
300A | 0382 | FL | 1 | RangeModulatorGatingStartValue
300A | 0384 | FL | 1 | RangeModulatorGatingStopValue
300A | 0386 | FL | 1 | RangeModulatorGatingStartWaterEquivalentThickness
300A | 0388 | FL | 1 | RangeModulatorGatingStopWaterEquivalentThickness
300A | 038A | FL | 1 | IsocenterToRangeModulatorDistance
300A | 0390 | SH | 1 | ScanSpotTuneID
300A | 0392 | IS | 1 | NumberOfScanSpotPositions
300A | 0394 | FL | 1-n | ScanSpotPositionMap
300A | 0396 | FL | 1-n | ScanSpotMetersetWeights
300A | 0398 | FL | 2 | ScanningSpotSize
300A | 039A | IS | 1 | NumberOfPaintings
300A | 03A0 | SQ | 1 | IonToleranceTableSequence
300A | 03A2 | SQ | 1 | IonBeamSequence
300A | 03A4 | SQ | 1 | IonBeamLimitingDeviceSequence
300A | 03A6 | SQ | 1 | IonBlockSequence
300A | 03A8 | SQ | 1 | IonControlPointSequence
300A | 03AA | SQ | 1 | IonWedgeSequence
300A | 03AC | SQ | 1 | IonWedgePositionSequence
300A | 0401 | SQ | 1 | ReferencedSetupImageSequence
300A | 0402 | ST | 1 | SetupImageComment
300A | 0410 | SQ | 1 | MotionSynchronizationSequence
300A | 0412 | FL | 3 | ControlPointOrientation
300A | 0420 | SQ | 1 | GeneralAccessorySequence
300A | 0421 | SH | 1 | GeneralAccessoryID
300A | 0422 | ST | 1 | GeneralAccessoryDescription
300A | 0423 | CS | 1 | GeneralAccessoryType
300A | 0424 | IS | 1 | GeneralAccessoryNumber
300A | 0431 | SQ | 1 | ApplicatorGeometrySequence
300A | 0432 | CS | 1 | ApplicatorApertureShape
300A | 0433 | FL | 1 | ApplicatorOpening
300A | 0434 | FL | 1 | ApplicatorOpeningX
300A | 0435 | FL | 1 | ApplicatorOpeningY
300A | 0436 | FL | 1 | SourceToApplicatorMountingPositionDistance
300C | 00F2 | SQ | 1 | ReferencedControlPointSequence
300C | 00F4 | IS | 1 | ReferencedStartControlPointIndex
300C | 00F6 | IS | 1 | ReferencedStopControlPointIndex
300C | 0100 | IS | 1 | ReferencedRangeShifterNumber
300C | 0102 | IS | 1 | ReferencedLateralSpreadingDeviceNumber
300C | 0104 | IS | 1 | ReferencedRangeModulatorNumber
4008 | 00FF | CS | 1 | ReportProductionStatusTrial
4010 | 0001 | CS | 1 | LowEnergyDetectors
4010 | 0002 | CS | 1 | HighEnergyDetectors
4010 | 0004 | SQ | 1 | DetectorGeometrySequence
4010 | 1001 | SQ | 1 | ThreatROIVoxelSequence
4010 | 1004 | FL | 3 | ThreatROIBase
4010 | 1005 | FL | 3 | ThreatROIExtents
4010 | 1006 | OB | 1 | ThreatROIBitmap
4010 | 1007 | SH | 1 | RouteSegmentID
4010 | 1008 | CS | 1 | GantryType
4010 | 1009 | CS | 1 | OOIOwnerType
4010 | 100A | SQ | 1 | RouteSegmentSequence
4010 | 1010 | US | 1 | PotentialThreatObjectID
4010 | 1011 | SQ | 1 | ThreatSequence
4010 | 1012 | CS | 1 | ThreatCategory
4010 | 1013 | LT | 1 | ThreatCategoryDescription
4010 | 1014 | CS | 1 | ATDAbilityAssessment
4010 | 1015 | CS | 1 | ATDAssessmentFlag
4010 | 1016 | FL | 1 | ATDAssessmentProbability
4010 | 1017 | FL | 1 | Mass
4010 | 1018 | FL | 1 | Density
4010 | 1019 | FL | 1 | ZEffective
4010 | 101A | SH | 1 | BoardingPassID
4010 | 101B | FL | 3 | CenterOfMass
4010 | 101C | FL | 3 | CenterOfPTO
4010 | 101D | FL | 6-n | BoundingPolygon
4010 | 101E | SH | 1 | RouteSegmentStartLocationID
4010 | 101F | SH | 1 | RouteSegmentEndLocationID
4010 | 1020 | CS | 1 | RouteSegmentLocationIDType
4010 | 1021 | CS | 1-n | AbortReason
4010 | 1023 | FL | 1 | VolumeOfPTO
4010 | 1024 | CS | 1 | AbortFlag
4010 | 1025 | DT | 1 | RouteSegmentStartTime
4010 | 1026 | DT | 1 | RouteSegmentEndTime
4010 | 1027 | CS | 1 | TDRType
4010 | 1028 | CS | 1 | InternationalRouteSegment
4010 | 1029 | LO | 1-n | ThreatDetectionAlgorithmandVersion
4010 | 102A | SH | 1 | AssignedLocation
4010 | 102B | DT | 1 | AlarmDecisionTime
4010 | 1031 | CS | 1 | AlarmDecision
4010 | 1033 | US | 1 | NumberOfTotalObjects
4010 | 1034 | US | 1 | NumberOfAlarmObjects
4010 | 1037 | SQ | 1 | PTORepresentationSequence
4010 | 1038 | SQ | 1 | ATDAssessmentSequence
4010 | 1039 | CS | 1 | TIPType
4010 | 103A | CS | 1 | DICOSVersion
4010 | 1041 | DT | 1 | OOIOwnerCreationTime
4010 | 1042 | CS | 1 | OOIType
4010 | 1043 | FL | 3 | OOISize
4010 | 1044 | CS | 1 | AcquisitionStatus
4010 | 1045 | SQ | 1 | BasisMaterialsCodeSequence
4010 | 1046 | CS | 1 | PhantomType
4010 | 1047 | SQ | 1 | OOIOwnerSequence
4010 | 1048 | CS | 1 | ScanType
4010 | 1051 | LO | 1 | ItineraryID
4010 | 1052 | SH | 1 | ItineraryIDType
4010 | 1053 | LO | 1 | ItineraryIDAssigningAuthority
4010 | 1054 | SH | 1 | RouteID
4010 | 1055 | SH | 1 | RouteIDAssigningAuthority
4010 | 1056 | CS | 1 | InboundArrivalType
4010 | 1058 | SH | 1 | CarrierID
4010 | 1059 | CS | 1 | CarrierIDAssigningAuthority
4010 | 1060 | FL | 3 | SourceOrientation
4010 | 1061 | FL | 3 | SourcePosition
4010 | 1062 | FL | 1 | BeltHeight
4010 | 1064 | SQ | 1 | AlgorithmRoutingCodeSequence
4010 | 1067 | CS | 1 | TransportClassification
4010 | 1068 | LT | 1 | OOITypeDescriptor
4010 | 1069 | FL | 1 | TotalProcessingTime
4010 | 106C | OB | 1 | DetectorCalibrationData
7FE0 | 0020 | OW | 1 | CoefficientsSDVN
7FE0 | 0030 | OW | 1 | CoefficientsSDHN
7FE0 | 0040 | OW | 1 | CoefficientsSDDN